## MRF
MATERIAL REQUISITION FORM
SITE DETAILS |  | Type Of Service: | MATERIAL ONLY/OWN COLLECTION
|  | Mode of Transport: | LORRY
|  | Project: | HAMMER17
|  | Project Naming Convention: | PO11 BP311
|  | Region: | SARAWAK
|  | Site Name : | SABAJU MILL
|  | Location ID: | Q01812
|  | Network No: | 96737004
|  | WBS No: | ECM11.100144.20181
PICK UP DETAILS |  |  | PAN ASIA LOGISTICS MALAYSIA SDN BHD, RT CARGO WAREHOUSE, LOT 1197, JALAN BAKO, 93450 KUCHING, SARAWAK
Pick Up Point Address:
|  | Contact Person : | SZE KIAT - 0168869579
|  | Contact Person At Site: | IEZZPRO
|  | Target Collection/Delivery Date: | 2019-05-20
|  | Required Arrival Date at site: | ETA
E/// PO NO. | CASE NO. | PRODUCT CODE | PRODUCT DESCRIPTION | QTY | UOM | SERIAL NO. | PROJECT OWNER | NW# | REMARKS
PO11 BP311 IEZZPRO SARAWAK 20-05-2019 Q01812 SABAJU MILL
SB
4515822900 | SGC97+54459666 | KDU137925/31 | PROCESSOR UNIT/Baseband 5216; Digital Un | 1 | PCS | D825870983 | ECM11.100144.20181 | 96737004 | Q01812SABAJU MILL | 4
4515822900 | SGC97+54459669 | NTM1012589/1 | SET OF MATERIALS/6601 subrack kit v2,-48 | 1 | PCS | D825870980 | ECM11.100144.20181 | 96737004 | Q01812SABAJU MILL | 93
4515822900 | SGC97+54477202 | SXK111539/1 | MOUNTING SET/RACK SCREW KIT | 1 | PCS |  | ECM11.100144.20181 | 96737004 | Q01812SABAJU MILL | 306
4515822900 | SGC97+54477202 | SXA1342193/2 | MECHANICAL COMPONENT/Dummy 31 (Plastic v | 1 | PCS | C970007000 | ECM11.100144.20181 | 96737004 | Q01812SABAJU MILL | 19
4515822900 | SGC97+54477202 | NTM2014090/2 | SET OF MATERIALS/External Alarm Interfac | 1 | PCS |  | ECM11.100144.20181 | 96737004 | Q01812SABAJU MILL | 57
4515822900 | SGC97+54477202 | TPM1010027/15M | CABLE/TFL 252015/16 15m SPOOLED | 1 | PCS |  | ECM11.100144.20181 | 96737004 | Q01812SABAJU MILL | 51
4515822900 | SGC97+54477202 | RPM777193/00200 | CABLE WITH CONNECTOR/DC POWER CABLE | 1 | PCS |  | ECM11.100144.20181 | 96737004 | Q01812SABAJU MILL | 20
4515822900 | SGC97+54477202 | RPM777291/02000 | CABLE WITH CONNECTOR/EARTH CABLE | 1 | PCS |  | ECM11.100144.20181 | 96737004 | Q01812SABAJU MILL | 71
4515822900 | SGC97+54477202 | RPM77701/01000 | CABLE WITH CONNECTOR/SIGNAL CABLE | 1 | PCS |  | ECM11.100144.20181 | 96737004 | Q01812SABAJU MILL | 36
4515822900 | SGC97+54454864 | SXK1252540/1 | ASSEMBLED PARTS/MOUNTING KIT | 6 | PCS | D825878892 | ECM11.100144.20181 | 96737004 | Q01812SABAJU MILL | 253
4515822900 | SGC97+54454865 | SEF901304/1 | BRACKET/RAIL BRACKET | 6 | PCS | D825878891 | ECM11.100144.20181 | 96737004 | Q01812SABAJU MILL | 261
4515822900 | SGC97+54459664 | SEF901305/0180 | BRACKET/RAIL | 6 | PCS | D825870971 | ECM11.100144.20181 | 96737004 | Q01812SABAJU MILL | 241
4515822900 | SGC97+54477202 | RNT44732/02 | CONNECTOR/Circular Power cable connector | 6 | PCS |  | ECM11.100144.20181 | 96737004 | Q01812SABAJU MILL | 354
4515822900 | SGC97+54477202 | KRC161619/1 | TRANSCEIVER/Radio 2219 B3;Radio Unit | 3 | PCS |  | ECM11.100144.20181 | 96737004 | Q01812SABAJU MILL | 61
4515993591 | SGC97+54687857 | KRC161670/1 | TRANSCEIVER/Radio 2219 B8;Radio Unit | 3 | PCS |  | ECM11.100144.20181 | 96737004 | Q01812SABAJU MILL | 74
4515822900 | SGC97+54454861 | RDH10265/2 | OPTICAL TRANSCEIVER/SFP+ SM 10.3Gb/s 1.4 | 12 | PCS | D825878890 | ECM11.100144.20181 | 96737004 | Q01812SABAJU MILL | 344
|  | 85005597 | H&S Optic Cable 100M RPM 253 1610 | 2 | PCS |  | ECM11.100079 | 96737004 |  | 105
|  | 85006586 | OPTICAL FIBER CBL SM LCD FXS-LCD FXS 20M | 4 | PCS |  | ECM11.100079 | 96737004 |  | 76
|  | 20/BFM107206/1063 | ENCLOSURE 6150 | 1 | SET |  | ECM11.100144.20181 | 96737004 |  | 6
|  | ECM-0991253228 | 12V AGM 150AH battery | 8 | PCS |  | ECM11.100079 | 96737004 |  | 18
|  | RASO-ANT-0014 | XXXXPol,2x(694-960)/2x(1710-2690)MHz,QB | 3 | EA |  | ECM11.100079 | 96737004 |  | 15
|  | ECM-ANTBRKT3MT | antenna bracket-2 flexi arm(76mmx3m)boom | 3 | SET |  | ECM11.100079 | 96737004 |  | 138
|  | RASO-ANT-0011 | RET Cable 3m | 3 | PCS |  | ECM11.100079 | 96737004 |  | 480
|  | ECM-LC08-475-3000 | 4.3-10 male to DIN male, 3 meters 1/2ö superflexi jumper | 12 | PCS |  | ECM11.100079 | 96737004 |  | 419
[7 empty] | ECM11.100079 | 96737004 |  | #N/A
|  | TFL492325/300M | POWER CABLE/2x10 mm2;UL;LSOH;Alu+Cu-scre | 480 | MTR |  | ECM11.100144.20181 | 96737004 | 80m x 6 | 25851
|  | ECM-LTTBABS2838 | Fiber Overlength box | 2 | EA |  | ECM11.100079 | 96737004 |  | 541
Comments: | Q01812SABAJU MILL_BP17_2046
|  |  |  | Requested by: |  | AFZARHUSHAIRI WAN PANI
|  |  |  | Request Date: |  | 2019-05-17
DORIETHIA PIDILIS - 011 1050 6288 |  | FSO
SZE KIAT - 0168869579 |  | IEZZPRO
FAIRUZ - 018 258 7505 / VALLA - 014 627 6718 |  | TUMPAT
EDS
SELECT |  | SPAC
MATERIAL & DELIVERY/DISMANTLE |  | DATASCO
TRANSPORT SERVICES ONLY |  | DANCOM
MATERIAL ONLY/OWN COLLECTION |  | DDESA
ASP SELF COLLECTION |  | NERA
MATERIALS RESERVATIONS |  | TELEFINA
RETURN MATERIAL |  | SEATELCO
SELECT
AIR FREIGHT
SEA FREIGHT
TRUCK
COURIER
LORRY
PAN ASIA LOGISTICS MALAYSIA SDN BHD, RT CARGO WAREHOUSE, LOT 8- INDUSTRIAL ZONE 7, KKIP, SABAH
PAN ASIA LOGISTICS MALAYSIA SDN BHD, RT CARGO WAREHOUSE, LOT 1197, JALAN BAKO, 93450 KUCHING, SARAWAK
PAN ASIA LOGISTICS MALAYSIA SDN. BHD. MAPLETREE LOGISTICS HUB - SHAH ALAM (MLHSA). LOT NO 3, PERSIARAN JUBLI PERAK, SEKSYEN 22, 40300 SHAH ALAM, SELANGOR DARUL EHSAN
SELECT
CENTRAL
EASTERN
SABAH
SARAWAK
SOUTHERN
SELECT | SELECT
BAU | PO2 RDO
HAMMER17 | PO3 REFARMING
HAMMER18 | PO3 REFARMING NEW NEW
IBC | PO4 CLAWBACK15
CELCOM | PO5 BP77
HAMMER19 | PO6 BP710
PO7 CU Q1
PO8 CU Q4
PO9 CA17
PO10 CU Q2 P1
PO11 BP117
PO12 CU Q2 P2
PO13 BP264
PO14 CB16
PO15
PO16 CUQ3
PO1 REFARM56
PO2 LTE MAX
PO3 BP2018
PO5 CUQ1 H1B1
PO6 BP38
PO7 CUH1B2
PO8 CU H2B1 NN40
LTE ACCELERATED
IBC
CELCOM
MODERNIZED
CA OKV
PO6 CU H2B1 TWB92
PO1 LTE MAX 14
PO11 CUH1 2019 552
PO9 CU H2B1

## MASTER CHECKLIST SOH 16May19
[10 empty] | 2019-05-09 |  |  |  | 2019-05-06
CLASS | DETAILS | PRODUCTCODE | DESCRIPTION | SA | SB | SK | TOTAL |  |  | SA | SB | SK | TOTAL | SA | SB | SK | TOTAL
ANTENNA | DB HH | RASO-ANT-0017 | XXPol,2 x 1710-2690 MHz Dual Ultra-WB | 0 | 15 | 0 | 15 |  |  | 0 | 15 | 0 | 15 | 0 | 15 | 0 | 15
| TB LHH | ECM-0709EWEW65XX02 | Triband L900/H1800/2100/2600 65°18dBi | 9 | 0 | 0 | 9 |  |  | 9 | 0 | 0 | 9 | 9 | 0 | 0 | 9
| TB HHH | RASO-ANT-0021 | XXXPol,3x1710-2690 MHz Triple Ultra-WB | 0 | 26 | 8 | 34 |  |  | 0 | 26 | 8 | 34 | 0 | 26 | 8 | 34
| QB LLHH | RASO-ANT-0014 | XXXXPol,2x(694-960)/2x(1710-2690)MHz,QB | 77 | 15 | 30 | 122 |  |  | 77 | 15 | 30 | 122 | 74 | 15 | 30 | 119
| QB LLHH | BA-G6G6W8W8X65V-21 | QUADBAND ANTENNA 2L2H 2M | 24 | 0 | 0 | 24 |  |  | 24 | 0 | 0 | 24 | 24 | 0 | 0 | 24
| QB LHHH | RASO-ANT-0015 | XXXXPol,694-960/3x(1710-2690)MHz,QB | 15 | 0 | 16 | 31 |  |  | 15 | 0 | 16 | 31 | 15 | 0 | 16 | 31
| QB LHHH | RASO-ANT-0024 | Outdoor Directional QB Antenna-RCU | 0 | 0 | 47 | 47 |  |  | 0 | 0 | 47 | 47 | 0 | 0 | 47 | 47
| PB LHHH | RASO-ANT-0055 | QBXpol 698-960+1710-2690 65 16.7/17.9 | 3 | 0 | 0 | 3 |  |  | 3 | 0 | 0 | 3 | 3 | 0 | 0 | 3
| QB HHHH | ECM-ODI4-065R18J-G | QB,Xp,4x1710-2690MHz,65,17.8/17.3 dBi,RE | 114 | 27 | 55 | 196 |  |  | 114 | 27 | 55 | 196 | 114 | 27 | 55 | 196
| COMBA QB HHHH | ECM-ODI4-065R18J-G | QB HHHH | 114 | 27 | 55 | 196 |  |  | 114 | 27 | 55 | 196 | 114 | 27 | 55 | 196
| PB LLHHH | RASO-ANT-0023 | XXXXXPol,2x(694-960)/3x(1710-2690)MHz,PB | 64 | 35 | 33 | 132 |  |  | 76 | 35 | 33 | 144 | 81 | 35 | 33 | 149
| PB LHHHH | ECM-G7W8W8W8W8X65V | Penta-Band 5XPol, 694-960/4X1710-2690 MH | 0 | 3 | 0 | 3 |  |  | 0 | 3 | 0 | 3 | 0 | 3 | 0 | 3
| NEW PB LHHHH | ODI065R16M17JJJJGQ | Outdoor Directional Penta-band Antenna | 192 | 3 | 30 | 225 | H2 |  | 205 | 3 | 30 | 238 | 143 | 3 | 30 | 176
| TWINBEAM ANTENNA | MB-4W8X33V-00 | TWINBEAM HIGHBAND 8 PORT | 72 | 13 | 8 | 93 |  |  | 72 | 13 | 8 | 93 | 72 | 13 | 8 | 93
| COMBA PB LHHHH | RASO-ANT-0058 | PENTABAND LHHHH | 0 | 1 | 3 | 4 |  |  | 0 | 1 | 3 | 4 | 0 | 1 | 3 | 4
ANT SUPPORT | BOOM BRACKET | ECM-ANTBRKT3MT | antenna bracket-2 flexi arm(76mmx3m)boom | 222 | 138 | 152 | 512 |  |  | 228 | 138 | 152 | 518 | 233 | 138 | 152 | 523
| RET | RASO-ANT-0011 | RET Cable 3m | 733 | 480 | 355 | 1568 |  |  | 758 | 480 | 355 | 1593 | 766 | 480 | 355 | 1601
| RET | RASO-ANT-0012 | RET Cable 5m | 102 | 12 | 6 | 120 |  |  | 102 | 12 | 6 | 120 | 102 | 12 | 6 | 120
| NEW RET 3M | ECM-00-KX02A(3) | AISG Cont Cable,3m,2 x 8pin conn,1M+1F | 531 | 126 | 195 | 852 |  |  | 463 | 126 | 195 | 784 | 463 | 126 | 195 | 784
| COMBA RET | RASO-ANT-0059 | COMBA RET CABLE 3m | 15 | 41 | 0 | 56 |  |  | 15 | 41 | 0 | 56 | 15 | 41 | 0 | 56
JUMPER | JUMPER RRU 2219-17 / 4415 | ECM-LC08-475-3000 | 4.3-10 male to DIN male, 3 meters 1/2ö superflexi jumper | 1606 | 419 | 442 | 2467 |  |  | 1850 | 119 | 442 | 2411 | 1008 | 367 | 442 | 1817
| JUMPER 4.3-10 TO 4.3-10 | LC08-C495-3000 | 4.3-10 MALE / 4.3-10 MALE JUMPER 3m | 1614 | 284 | 440 | 2338 |  |  | 1702 | 284 | 440 | 2426 | 1744 | 284 | 440 | 2468
| JUMPER COMMON | ECM-LC081133000 | JUMPER DIN MALE DIN MALE - 3 meters | 4460 | 1811 | 1582 | 7853 |  |  | 4468 | 1817 | 1582 | 7867 | 4494 | 1817 | 1582 | 7893
| JUMPER RRU 2219-17 / 4415 | ECM-LC08-475-5000 | 4.3-10 male-DINmale,5M 1/2â€™ SFLEX jumper | 450 | 0 | 6 | 456 |  |  | 450 | 0 | 6 | 456 | 0 | 0 | 6 | 6
7/8" FEEDER | 7/8" FEEDER | ECM-SL078RALPE | Feeder Cable 7/8" Aluminium | 33410 | 8826 | 2474 | 44710 |  |  | 34380 | 8826 | 2474 | 45680 | 35070 | 8826 | 2474 | 46370
| 7/8" CONNECTOR | ECM-60K1CAC05B1 | CONNECTOR 7-16 DIN (F) FOR 7/8" CABLE | 2160 | 359 | 298 | 2817 |  |  | 2196 | 359 | 298 | 2853 | 2232 | 359 | 298 | 2889
| 7/8" GROUNDING KIT | ECM-SLGK004C05060 | Grounding Kit for 7/8" feeder cable | 3490 | 1175 | 332 | 4997 |  |  | 3526 | 1175 | 332 | 5033 | 3562 | 1175 | 332 | 5069
1 5/8" FEEDER | 1 5/8" FEEDER | ECM-SL158RAPE | Feeder Cable 1 5/8" Aluminium | 1646 | 4860 | 2824 | 9330 |  |  | 1816 | 4860 | 2824 | 9500 | 2376 | 4860 | 2824 | 10060
| 1 5/8" CONNECTOR | ECM-60K1D7C07B1 | 7/16 Connector (F)1 5/8"Aluminium feeder | 330 | 32 | 81 | 443 |  |  | 334 | 32 | 81 | 447 | 350 | 32 | 81 | 463
| 1 5/8" CONNECTOR | ECM-60K1C7C07B1 | 7/16 Connector (F) for 1 5/8" feeder | 391 | 100 | 100 | 591 |  |  | 391 | 0 | 100 | 491 | 391 | 100 | 100 | 591
| 1 5/8" GROUNDINGKIT | ECM-SLGK004C07060 | Grounding Kit for 1 5/8" feeder cable | 730 | 142 | 286 | 1158 |  |  | 734 | 142 | 286 | 1162 | 750 | 142 | 286 | 1178
1/2" FEEDER | 1/2" FEEDER | ECM-SL012SPE | Feeder 1/2" Cable Superflex | 1141 | 357 | 365 | 1863 | 1500m celcom punya | SB 256 Meter | 1413 | 57 | 365 | 1835 | 1695 | 357 | 365 | 2417
| 1/2" CONNECTOR 7/16 | ECM-60S1C7C08N1 | CONN 7-16 DIN(M) STRGT FR 1/2" SuperFlex | 2762 | 1777 | 618 | 5157 |  |  | 2792 | 1777 | 618 | 5187 | 2824 | 1777 | 618 | 5219
| 1/2" CONNECTOR 4.3-10 | ECM-64S1C7-C08N1 | 4.3-10 male for 1/2� superflexi (Straight plug) | 1286 | 347 | 360 | 1993 |  |  | 1292 | 347 | 360 | 1999 | 1304 | 347 | 360 | 2011
DC CABLE | DC CABLE 10mm | TFL492325/300M | POWER CABLE/2x10 mm2;UL;LSOH;Alu+Cu-scre | 128722 | 25851 | 14157 | 168730 |  |  | 134727 | 25851 | 14157 | 174735 | 136307 | 25851 | 14157 | 176315
| DC CABLE 10mm | TFL492325/100M | POWER CABLE/2x10 mm2;UL;LSOH;Alu+Cu-scre | 0 | 200 | 0 | 200 |  |  | 0 | 200 | 0 | 200 | 0 | 200 | 0 | 200
| DC CABLE 6mm | TFL492324/500M | POWER CABLE/2x6 mm2;UL;LSOH;Alu+Cu-scree | 0 | 161 | 0 | 161 |  |  | 0 | 161 | 0 | 161 | 0 | 161 | 0 | 161
POWER SYSTEM | BLACK RECTIFIER MODULE | ECM-ESR4856CGA | Rectifier2.9kWESR48/56BC-G- | 29 | 0 | 10 | 39 |  |  | 41 | 0 | 10 | 51 | 43 | 0 | 10 | 53
| GREY RECTIFIER MODULE | ECM-ESR4856ABS | RECTIFIER 2.7kW ESR48/56A B-S | 0 | 61 | 25 | 86 |  |  | 10 | 61 | 25 | 96 | 10 | 61 | 25 | 96
| DCDU | ECM-DD300R-05A-B-S | DCDU / 1U PDU con. of DC bre. 1x16A,6x25A,3x30A | 19 | 5 | 5 | 29 |  |  | 19 | 5 | 5 | 29 | 19 | 5 | 5 | 29
| INDOOR RECTIFIER | ECM-ESAA150ACB010 | INDOOR RECTIFIER 2.9 kWa | 0 | 0 | 0 | 0 |  |  | 1 | 0 | 0 | 1 | 1 | 0 | 0 | 1
| INDOOR RECTIFIER | ECM-ESAA150BCBA01 | Indoor power system- 2300W - ESAA150BCBA | 0 | 8 | 5 | 13 |  |  | 4 | 8 | 5 | 17 | 7 | 8 | 5 | 20
| SBOC 2.9W | ECM-ESOA300ACB010 | Outdoor power system - 2900W-ESOA300ACBD | 1 | 0 | 0 | 1 |  |  | 1 | 0 | 0 | 1 | #N/A | #N/A | #N/A | #N/A
| SBOC 2.3W | ECM-ESOA300BCBD01 | SINGLEBAY BOC 2.3 kWa | 0 | 0 | 1 | 1 |  |  | 0 | 0 | 1 | 1 | 0 | 0 | 1 | 1
| SBOC ENCLOSURE | 20/BFM107206/1063 | ENCLOSURE 6150 | 30 | 6 | 10 | 46 |  |  | 35 | 6 | 10 | 51 | 37 | 6 | 10 | 53
| SBOC 1.7kW | ECM-ESOA300ACB0102 | Rectifier 1.7kW | 0 | 8 | 3 | 11 |  |  | 0 | 8 | 3 | 11 | 0 | 8 | 3 | 11
| BATT 125AH 2 BANK | ECM-CGT12-125X | 12V GEL 125AH Battery | 46 | 0 | 0 | 46 |  | SK 125 4pcs | 122 | 0 | 0 | 122 | 126 | 0 | 0 | 126
| BATT 150AH 2 BANK | ECM-0991253228 | 12V AGM 150AH battery | 2 | 18 | 4 | 24 |  | SK 150 8pcs | 10 | 18 | 4 | 32 | 2 | 18 | 4 | 24
| LEOCH BATT 150AH | LPF12-150 | LPF12-150 BATTERY | 40 | 0 | 0 | 40 |  |  | 56 | 0 | 0 | 56 | 92 | 0 | 0 | 92
SYNC CABLE | SFP MODULE 2.5G | RDH10247/2 | OPTICAL TRANSCEIVER/SFP CPRI & 1000BASE- | 82 | 236 | 34 | 352 |  |  | 82 | 236 | 34 | 352 | 76 | 236 | 34 | 346
| SFP MODULE 10G | RDH10265/2 | OPTICAL TRANSCEIVER/SFP+ SM 10.3Gb/s 1.4 | 2003 | 344 | 440 | 2787 |  |  | 2349 | 344 | 440 | 3133 | 2352 | 344 | 440 | 3136
| CASCADE 10M | RPM2533512/10M | 2F LC-LC SM | 0 | 59 | 55 | 114 |  |  | 0 | 59 | 55 | 114 | 0 | 59 | 55 | 114
OIL & CASCADE | OIL 100M | RPM2531610/100M | CABLE WITH CONNECTOR/2F LC(FullAXS)-LC S | 874 | 185 | 0 | 1059 |  |  | 874 | 185 | 0 | 1059 | 862 | 185 | 0 | 1047
| OIL 100M | RASO-IMT-9025 | OIL CABLE 100m | 0 | 1 | 0 | 1 |  |  | 0 | 1 | 0 | 1 | 0 | 1 | 0 | 1
| OIL 100M | ECM-L98B755100M | OIL cable 100m (RPM 253 3577) | 128 | 25 | 0 | 153 |  |  | 128 | 25 | 0 | 153 | 128 | 25 | 0 | 153
| OIL 100M | RPM2533512/100M | CABLE WITH CONNECTOR/2F LC-LC SM | 16 | 69 | 0 | 85 |  |  | 16 | 69 | 0 | 85 | 16 | 69 | 0 | 85
| NEW OIL 100M | 85005597 | H&S Optic Cable 100M RPM 253 1610 | 627 | 105 | 364 | 1096 | Anti-rodent |  | 733 | 105 | 364 | 1202 | 745 | 105 | 364 | 1214
| OIL 50M | RPM2533512/50M | CABLE WITH CONNECTOR/2F LC-LC SM | 2 | 17 | 6 | 25 |  |  | 2 | 17 | 6 | 25 | 2 | 17 | 6 | 25
| OIL 50M | RPM2531610/50M | CABLE WITH CONNECTOR/2F LC(FullAXS)-LC S | 10 | 0 | 0 | 10 |  |  | 10 | 0 | 0 | 10 | 10 | 0 | 0 | 10
| OIL 50M | 85005595 | H&S Optic Cable 50M RPM 253 1610 | #N/A | #N/A | #N/A | #N/A |  |  | #N/A | #N/A | #N/A | #N/A | #N/A | #N/A | #N/A | #N/A
| OIL 150M | RPM2531610/150M | CABLE WITH CONNECTOR/2F LC(FullAXS)-LC S | 0 | 1 | 0 | 1 |  |  | 0 | 1 | 0 | 1 | 0 | 1 | 0 | 1
| OIL 200M | RPM2531610/200M | CABLE WITH CONNECTOR/2F LC(FullAXS)-LC S | #N/A | #N/A | #N/A | #N/A |  |  | #N/A | #N/A | #N/A | #N/A | #N/A | #N/A | #N/A | #N/A
| OIL 150M | RASO-IMT-9027 | OIL cable, single mode, LCD - LCD RFE, 150m | 5 | 9 | 1 | 15 |  |  | 5 | 9 | 1 | 15 | 5 | 9 | 1 | 15
| OIL 250M | RASO-IMT-9031 | OIL cable, single mode, LCD - LCD RFE, 250m | 0 | 2 | 0 | 2 |  |  | 0 | 2 | 0 | 2 | 0 | 2 | 0 | 2
| OIL 300M | RASO-IMT-9033 | OILcable,singlemode,LCD-LCDRFE,300m | 2 | 0 | 0 | 2 |  |  | 2 | 0 | 0 | 2 | 2 | 0 | 0 | 2
| CASCADE 100M | RPM2530292/100M | CONNECTION CABLE/2F LC-LC SM RRUS02, RRU | 25 | 161 | 279 | 465 |  |  | 25 | 161 | 279 | 465 | 25 | 161 | 279 | 465
| CASCADE 20M | RPM2530292/20M | CONNECTION CABLE/2F LC-LC SM RRUS02, RRU | 200 | 69 | 0 | 269 |  |  | 200 | 69 | 0 | 269 | 197 | 69 | 0 | 266
| NEW CASCADE 20M | 85006586 | OPTICAL FIBER CBL SM LCD FXS-LCD FXS 20M | 436 | 76 | 387 | 899 | Anti-rodent |  | 476 | 76 | 387 | 939 | 489 | 76 | 387 | 952
| CASCADE 5M | RPM2533512/5000 | CABLE WITH CONNECTOR/2F LC-LC SM | 156 | 83 | 86 | 325 |  |  | 185 | 83 | 86 | 354 | 185 | 83 | 86 | 354
| CASCADE 20M | ECM-L98B-906-20000 | CASCADE CABLE 20m | 0 | 2 | 1 | 3 |  |  | 0 | 2 | 1 | 3 | 0 | 2 | 1 | 3
| OIL END COVER | SDF107236/001 | COVER/COVER for Outdoor application (sha | 23 | 0 | 0 | 23 |  |  | 23 | 0 | 0 | 23 | 23 | 0 | 0 | 23
FOB | FOB | ECM-LTTBABS2838 | Fiber Overlength box | 339 | 541 | 437 | 1317 |  |  | 445 | 541 | 437 | 1423 | 445 | 541 | 437 | 1423
RRU DC CONNECTOR | 2217 DC CONNECTOR | RNY10487/1 | ACCESSORIES/Connector | 687 | 43 | 27 | 757 |  |  | 769 | 43 | 27 | 839 | 794 | 43 | 27 | 864
| 2217/2219 DC CONNECTOR | RNT44732/02 | CONNECTOR/Circular Power cable connector | 1203 | 354 | 190 | 1747 |  |  | 1302 | 354 | 190 | 1846 | 1327 | 354 | 190 | 1871
BASEBAND & RBS CONFIG | RBS6601+BB5212 | 20/BFL901009/777 | EQUIPPED CABINET/RBS 6601 ASO | 0 | 6 | 1 | 7 |  |  | 0 | 6 | 1 | 7 | 0 | 6 | 1 | 7
| RBS6601+BB5212 | 20/BFL901009/821 | EQUIPPED CABINET/RBS 6601 ASO | #N/A | #N/A | #N/A | #N/A |  |  | #N/A | #N/A | #N/A | #N/A | #N/A | #N/A | #N/A | #N/A
| RBS6601+BB5216 | 20/BFL901009/819 | EQUIPPED CABINET/RBS 6601 ASO | 0 | 0 | 1 | 1 |  |  | 0 | 0 | 1 | 1 | 0 | 0 | 1 | 1
| RBS6601+5216 NEW | 20/BFL901009/1728 | EQUIPPED CABINET/RBS 6601 ASO | 5 | 14 | 9 | 28 |  |  | 5 | 14 | 9 | 28 | 5 | 14 | 9 | 28
| RBS6601+5212 NEW | 20/BFL901009/1732 | EQUIPPED CABINET/RBS 6601 ASO | 1 | 9 | 0 | 10 |  |  | 1 | 9 | 0 | 10 | 1 | 9 | 0 | 10
| BB 5216 | KDU137925/31 | PROCESSOR UNIT/Baseband 5216; Digital Un | 21 | 4 | 8 | 33 |  |  | 23 | 4 | 8 | 35 | 20 | 4 | 8 | 32
| BB5212 | KDU137925/41 | PROCESSOR UNIT/Baseband 5212; Digital Un | 110 | 44 | 29 | 183 |  |  | 111 | 44 | 29 | 184 | 111 | 44 | 29 | 184
| R503 | KDU137949/1 | PROCESSOR UNIT/Baseband R503; Auxiliary | 0 | 8 | 0 | 8 |  |  | 28 | 8 | 0 | 36 | 28 | 8 | 0 | 36
| RBS6601 SUB-RACK | NTM1012589/1 | SET OF MATERIALS/6601 subrack kit v2,-48 | 223 | 93 | 39 | 355 |  |  | 239 | 93 | 39 | 371 | 229 | 93 | 39 | 361
| NEW BB6630 | KDV127621/11 | COMBINED UNIT/Baseband 6630 with fan (se | 1 | 0 | 0 | 1 |  |  | 6 | 0 | 0 | 6 | 1 | 0 | 0 | 1
RRU | RRU B7 | KRC161428/1 | TRANSCEIVER/Radio 2217 B7;Radio Unit | 12 | 6 | 11 | 29 |  |  | 83 | 6 | 11 | 100 | 85 | 6 | 11 | 102
|  | KRC161495/1 | TRANSCEIVER/Radio 4415 B7 | 3 | 1 | 1 | 5 |  |  | 3 | 1 | 1 | 5 | 4 | 1 | 1 | 6
|  | KRC161473/2 | TRANSCEIVER/RRUS 13 B7;Radio Unit, Type | 27 | 0 | 0 | 27 |  |  | 27 | 0 | 0 | 27 | 27 | 0 | 0 | 27
| RRU B8 | KRC161548/1 | TRANSCEIVER/Radio 2217 B8;Radio Unit | 0 | 0 | 1 | 1 |  |  | 0 | 0 | 1 | 1 | 0 | 0 | 1 | 1
|  | KRC161670/1 | TRANSCEIVER/Radio 2219 B8;Radio Unit | 19 | 74 | 125 | 218 |  |  | 19 | 74 | 125 | 218 | 22 | 74 | 125 | 221
|  | KRC161262/2 | TRANSCEIVER/RRUS 12 B8;Radio Unit, Type | 5 | 0 | 0 | 5 |  |  | 5 | 0 | 0 | 5 | 5 | 0 | 0 | 5
| RRU B1 | KRC161622/1 | TRANSCEIVER/Radio 2219 B1;Radio Unit | 39 | 22 | 7 | 68 |  |  | 59 | 22 | 7 | 88 | 54 | 22 | 7 | 83
|  | KRC161490/1 | TRANSCEIVER/Radio 2217 B1;Radio Unit | #N/A | #N/A | #N/A | #N/A |  |  | #N/A | #N/A | #N/A | #N/A | #N/A | #N/A | #N/A | #N/A
|  | KRC161466/2 | TRANSCEIVER/RRUS 13 B1;Radio Unit, Type | 9 | 26 | 0 | 35 |  |  | 9 | 26 | 0 | 35 | 9 | 26 | 0 | 35
| RRU B1+B3 | KRC161753/1 | TRANSCEIVER/Radio 4443 B1 B3;Radio Unit | 3 | 0 | 0 | 3 |  |  | 3 | 0 | 0 | 3 | 3 | 0 | 0 | 3
|  | KRC161726/1 | TRANSCEIVER/Radio 2242 B1 B3;Radio Unit | 3 | 0 | 0 | 3 |  |  | 3 | 0 | 0 | 3 | 3 | 0 | 0 | 3
| RRU B3 | KRC161619/1 | TRANSCEIVER/Radio 2219 B3;Radio Unit | 51 | 61 | 64 | 176 |  |  | 52 | 61 | 64 | 177 | 51 | 61 | 64 | 176
|  | KRC161637/1 | TRANSCEIVER/Radio 4415 B3;Radio Unit | 204 | 21 | 50 | 275 |  |  | 212 | 21 | 50 | 283 | 201 | 21 | 50 | 272
|  | KRC161413/1 | TRANSCEIVER/RRUS 32 B3;Radio Unit | #N/A | #N/A | #N/A | #N/A |  |  | #N/A | #N/A | #N/A | #N/A | #N/A | #N/A | #N/A | #N/A
|  | KRC161469/2 | TRANSCEIVER/RRUS 13 B3;Radio Unit | 3 | 3 | 1 | 7 |  |  | 3 | 3 | 1 | 7 | 3 | 3 | 1 | 7
RRU BRACKET | RRU13/32 BRACKET | SXK1250245/1 | ASSEMBLED PARTS/MOUNTING KIT (MK mast br | 112 | 9 | 62 | 183 |  |  | 112 | 9 | 62 | 183 | 112 | 9 | 62 | 183
| RRU2217-19/4415 BRACKET | SEF901304/1 | BRACKET/RAIL BRACKET | 813 | 261 | 387 | 1461 |  |  | 912 | 261 | 387 | 1560 | 927 | 261 | 387 | 1575
| RRU2217-19/4415 BRACKET | SEF901305/0180 | BRACKET/RAIL | 900 | 241 | 336 | 1477 |  |  | 999 | 241 | 336 | 1576 | 1012 | 241 | 336 | 1589
| RRU2217-19/4415 BRACKET | SXK1252540/1 | ASSEMBLED PARTS/MOUNTING KIT | 881 | 253 | 351 | 1485 |  |  | 980 | 253 | 351 | 1584 | 986 | 253 | 351 | 1590
QUADPLEXER | QUAD-DIPLEXER | KRF102301/10 | FILTER UNIT/Diplex 698-2200+B7/B41 (8-4) | 152 | 22 | 35 | 209 |  |  | 156 | 22 | 35 | 213 | 158 | 22 | 35 | 215
| QUADPLEXER | E15V90P3201 | QUADPLEXER LHHH | 0 | 3 | 0 | 3 |  |  | 0 | 3 | 0 | 3 | 0 | 3 | 0 | 3
| NEW QUADPLEXER | ECM-CB-4-GDWEDF08G | Quadplexer with DC bypass | 58 | 33 | 30 | 121 |  |  | 58 | 33 | 30 | 121 | 58 | 33 | 30 | 121
| DUMMY LOAD 100W | ECM-L-100-DM | Termination Load,100W,Din male connector | 10 | 0 | 19 | 29 |  |  | 10 | 0 | 19 | 29 | 10 | 0 | 19 | 29
| HYBRID COUPLER | ECM-HM-3-7F-DF-02 | 698-2700MHz, 3dB Hybrid | 9 | 4 | 0 | 13 |  |  | 9 | 4 | 0 | 13 | 9 | 4 | 0 | 13
| RMU FOR 2217/2219/4415 | KRC115108/1 | TRANSCEIVER/RMU 4.3-10 Int Cables | 41 | 9 | 0 | 50 |  |  | 41 | 9 | 0 | 50 | 41 | 9 | 0 | 50
| RIU | KRC115032/2 | TRANSCEIVER/RIU (RET Interface Unit) | 91 | 20 | 2 | 113 |  |  | 91 | 20 | 2 | 113 | 91 | 20 | 2 | 113

## SOH 16May19
Sum of Qty Available
|  | SA | SB | SK | Grand Total
1/BFL901009/4 | EQUIPPED MAGAZINE/SUP 6601; Equipped mag |  | 2 |  | 2 | 296 line item |  | ECM-ESOA300ACB010 | Outdoor power system - 2900W-ESOA300ACBD | 1
1/KEP813102 | SWITCHING EQUIPMENT/AC meter 3-ph | 5 |  |  | 5 | 302 line item | 2019-05-08 | RNT44732/02R1B | CONNECTOR/Circular Power cable connector | 8
1/NSD20103/50 | FOUNDATION/FOUNDATION/BYB 501 | 2 |  |  | 2 |  |  | RPM777528/02500 | CABLE WITH CONNECTOR/POWER CABLE | 5
20/BFL901009/1728 | EQUIPPED CABINET/RBS 6601;ASO | 5 | 14 | 9 | 28 |  |  | RPM777579/01500 | CABLE WITH CONNECTOR/SIGNAL CABLE | 1
20/BFL901009/1732 | EQUIPPED CABINET/RBS 6601 ASO | 1 | 9 |  | 10 |  |  | TSR263142/1 | CABLE WITH CONNECTOR/Signal/Power cable | 2
20/BFL901009/760 | EQUIPPED CABINET/RBS 6601;ASO |  | 5 | 6 | 11 |  |  | TSR49345/3000 | CABLE WITH CONNECTOR/POWER CABLE | 2
20/BFL901009/777 | EQUIPPED CABINET/RBS 6601;ASO |  | 6 | 1 | 7
20/BFL901009/814 | EQUIPPED CABINET/RBS 6601;ASO | 1 |  |  | 1
20/BFL901009/819 | EQUIPPED CABINET/RBS 6601 ASO |  |  | 1 | 1
20/BFM107206/1063 | EQUIPPED CABINET/Enclosure 6150;ASO | 30 | 6 | 10 | 46
303/BFM901290 | EQUIPPED CABINET/RBS 6201;AGO |  |  | 4 | 4
305/BFL901009 | EQUIPPED CABINET/RBS 6601;AGO | 6 | 18 | 8 | 32
38/BYB501180/1 | BACK COVER/Back cover perforated 400mm | 2 |  |  | 2
39/BYB501/1 | END COVER2/Air guide set for top of BYB | 3 |  |  | 3
6/KEP813102 | SWITCHING EQUIPMENT/General purpose rela | 16 |  |  | 16
7/NTM201201 | INSTALLATION KIT/Common installation mat | 2 |  |  | 2
85005597 | H&S Optic Cable 100M RPM 253 1610 | 627 | 105 | 364 | 1096
85006586 | OPTICAL FIBER CBL SM LCD FXS-LCD FXS 20M | 436 | 76 | 387 | 899
85118350 | CASCADE CABLE 200M | 2 |  | 3 | 5
BA-G6G6W8W8X65V-21 | QUADBAND ANTENNA 2L2H 2M | 24 | 0 |  | 24
BFD101131/2 | EQUIPPED MAGAZINE/R 6672 DC Unit | 2 |  |  | 2
BKV301216/156 | FAN/Axial fan, 48 VDC, 52 W, 171.5 x 50. | 3 |  |  | 3
BMG980336/4 | DISTRIBUTION UNIT/PDU 02 01; Power Distr |  |  | 7 | 7
BML901373/2 | POWER SUPPLY/AC/DC -54V 100W, Portable | 2 |  |  | 2
E15V90P3201 | QUADPLEXER LHHH |  | 3 |  | 3
ECM-00-KX02A(3) | AISG Cont Cable,3m,2 x 8pin conn,1M+1F | 531 | 126 | 195 | 852
ECM-0709EWEW65XX02 | Triband L900/H1800/2100/2600 65°18dBi | 9 |  |  | 9
ECM-0991253228 | 12V AGM 150AH battery | 2 | 18 | 4 | 24
ECM-53K1D7C07N1 | CONNECTOR N(F) FOR 1 5/8""CABLE | 24 |  |  | 24
ECM-60K1C7C07B1 | 7/16 Connector (F) for 1 5/8" feeder | 391 | 100 | 100 | 591
ECM-60K1CAC05B1 | CONNECTOR 7-16 DIN (F) FOR 7/8"" CABLE | 2160 | 359 | 298 | 2817
ECM-60K1D7C07B1 | 7/16 Connector (F)1 5/8"Aluminium feeder | 330 | 32 | 81 | 443
ECM-60S1C7C08N1 | CONN 7-16 DIN(M) STRGT FR 1/2"" SuperFlex | 2762 | 1777 | 618 | 5157
ECM-60S2C7C03N1 | Conn. 7/16 DIN(M) RA Fr 1/2" std | 10 |  |  | 10
ECM-60S2C7C08N1 | Conn. 7/16 DIN(M) RA Fr 1/2"" SuperFlex | 90 |  |  | 90
ECM-60S2C7CO3N1 | L-MALE CONNECTORS FOR 1/2 |  | 23 |  | 23
ECM-64S1C7-C08N1 | 4.3-10 male-1/2"" superflex Straight plug | 1286 | 347 | 360 | 1993
ECM-AND-019 | Grounding Kit for 7/8"" feeder cable |  |  | 56 | 56
ECM-ANTBRKT3MT | antenna bracket-2 flexi arm(76mmx3m)boom | 222 | 138 | 152 | 512
ECM-CB-4-GDWEDF08G | Quadplexer with DC bypass | 58 | 33 | 30 | 121
ECM-CGT12-125X | 12V GEL 125AH Battery | 46 |  |  | 46
ECM-DD300R-05A-B-S | 1U PDU con. of DC bre. 1x16A,6x25A,3x30A | 19 | 5 | 5 | 29
ECM-ESAA150ACB010 | INDOOR RECTIFIER 2.9 kWa | 0 |  |  | 0
ECM-ESAA150BCBA01 | Indoor power system- 2300W - ESAA150BCBA | 0 | 8 | 5 | 13
ECM-ESOA300ACB010 | Outdoor power system - 2900W-ESOA300ACBD | 1 |  |  | 1
ECM-ESOA300ACB0102 | Rectifier 1.7kW |  | 8 | 3 | 11
ECM-ESOA300BCBD01 | ECM-ESOA300BCBD01 |  |  | 1 | 1
ECM-ESR4856ABS | Rectifier 2.7kW ESR48/56A B-S | 0 | 61 | 25 | 86
ECM-ESR4856CGA | Rectifier2.9kWESR48/56BC-G- | 29 |  | 10 | 39
ECM-EXTRM-10070H | SFP 10/100/1000BASE-T , CAT5 cable 100m | 50 | 24 | 90 | 164
ECM-G7W8W8W8W8X65V | Penta-Band 5XPol, 694-960/4X1710-2690 MH |  | 3 |  | 3
ECM-HM-3-7F-DF-02 | 698-2700MHz, 3dB Hybrid | 9 | 4 |  | 13
ECM-L-100-DM | Termination Load,100W,Din male connector | 10 |  | 19 | 29
ECM-L98B755100M | OIL cable 100m (RPM 253 3577) | 128 | 25 |  | 153
ECM-L98B-906-20000 | Fiber Optic LCD(RFE)2FG657-LCD(RFE)=20m |  | 2 | 1 | 3
ECM-LC081133000 | JUMPER DIN MALE DIN MALE - 3 meters | 4460 | 1811 | 1582 | 7853
ECM-LC081135000 | JUMPER DIN MALE DIN MALE - 5 meters | 787 |  |  | 787
ECM-LC08-475-3000 | 4.3-10 maleDIN male,3m1/2""superflex jump | 1606 | 419 | 442 | 2467
ECM-LC08-475-5000 | 4.3-10 male-DINmale,5M 1/2’ SFLEX jumper | 450 |  | 6 | 456
ECM-LTTBABS2838 | Fiber Overlength box | 339 | 541 | 437 | 1317
ECM-OD14-065R18J-G | QUADBAND HHHH-COMBA |  | 55 |  | 55
ECM-ODI4-065R18J-G | QB,Xp,4x1710-2690MHz,65,17.8/17.3 dBi,RE | 114 | 27 | 55 | 196
ECM-ROS-090 | RET CABLE 100M |  |  | 1 | 1
ECM-SL012SPE | Feeder ½"" Cable Superflex | 1141 | 357 | 365 | 1863
ECM-SL078RALPE | Feeder Cable 7/8"" Aluminium | 33410 | 8826 | 2474 | 44710
ECM-SL158RAPE | Feeder Cable 1 5/8"" Aluminium | 1646 | 4860 | 2824 | 9330
ECM-SLGK004C05060 | Grounding Kit for 7/8"" feeder cable | 3490 | 1175 | 332 | 4997
ECM-SLGK004C07060 | Grounding Kit for 1 5/8"" feeder cable | 730 | 142 | 286 | 1158
EX4300-48T-AFL | juniper | 2 |  |  | 2
EX4600-40F-AFL | juniper | 6 |  |  | 6
EX4PSTRMK | juniper | 6 |  |  | 6
EX-UM-4X4SFP | EX-UM-4X4SFP (juniper) | 6 |  |  | 6
FAB1021639/01 | SALES OBJECT/1/4"" RF Cable 300m drum | 3300 |  |  | 3300
GPSU-350-AC-AF1 | juniper | 6 |  |  | 6
INH8014168 | ESC POC MATERIAL KIT | 7 |  |  | 7
KDU127170/2 | PROCESSOR UNIT/ESC 02 01; Ericsson Site, | 4 |  |  | 4
KDU127174/3 | PROCESSOR UNIT/DUW 31 01;Digital Unit | 10 | 9 | 8 | 27
KDU137569/1 | PROCESSOR UNIT/DUG 20 01;Digital Unit |  | 8 | 2 | 10
KDU137596/2 | PROCESSOR UNIT/SIU-02 unit with FAN |  | 1 | 2 | 3
KDU137624/31 | PROCESSOR UNIT/DUS 30 01;Digital Unit |  | 4 | 15 | 19
KDU137739/1 | PROCESSOR UNIT/TCU 02 01;Transport Conne | 27 | 10 | 5 | 42
KDU137925/31 | PROCESSOR UNIT/Baseband 5216; Digital Un | 21 | 4 | 8 | 33
KDU137925/41 | PROCESSOR UNIT/Baseband 5212; Digital Un | 110 | 44 | 29 | 183
KDU137949/1 | PROCESSOR UNIT/Baseband R503; Auxiliary | 0 | 8 |  | 8
KDV127562 | COMBINED UNIT/SIU-02 with Fan |  | 5 | 1 | 6
KDV127621/11 | COMBINED UNIT/Baseband 6630 with fan (se | 1 |  |  | 1
KEB55002/1 | DETECTOR/Door alarm, Megnetic contact wi | 4 |  |  | 4
KET10951/1 | TEMPERATURE SENSOR/Temp sensor - RJ11 | 10 |  |  | 10
KET10959/1 | SENSOR/Fuel sensor | 4 |  |  | 4
KRC115032/2 | TRANSCEIVER/RIU (RET Interface Unit) | 91 | 20 | 2 | 113
KRC115108/1 | TRANSCEIVER/RMU 4.3-10 INT CABLE | 41 | 9 |  | 50
KRC161262/2 | TRANSCEIVER/RRUS 12 B8;Radio Unit, Type | 5 |  |  | 5
KRC161428/1 | TRANSCEIVER/Radio 2217 B7;Radio Unit | 12 | 6 | 11 | 29
KRC161466/2 | TRANSCEIVER/RRUS 13 B1;Radio Unit, Type | 9 | 26 |  | 35
KRC161469/2 | TRANSCEIVER/RRUS 13 B3;Radio Unit | 3 | 3 | 1 | 7
KRC161473/2 | TRANSCEIVER/RRUS 13 B7;Radio Unit, Type | 27 |  |  | 27
KRC161488/1 | TRANSCEIVER/Radio 2203 B3;Radio Unit | 7 |  |  | 7
KRC161495/1 | TRANSCEIVER/Radio 4415 B7 | 3 | 1 | 1 | 5
KRC161548/1 | TRANSCEIVER/Radio 2217 B8;Radio Unit |  |  | 1 | 1
KRC161609/2 | TRANSCEIVER/Radio 2205 B46 full band | 3 |  |  | 3
KRC161619/1 | TRANSCEIVER/Radio 2219 B3;Radio Unit | 51 | 61 | 64 | 176
KRC161622/1 | TRANSCEIVER/Radio 2219 B1;Radio Unit | 39 | 22 | 7 | 68
KRC161637/1 | TRANSCEIVER/Radio 4415 B3;Radio Unit | 204 | 21 | 50 | 275
KRC161670/1 | TRANSCEIVER/Radio 2219 B8;Radio Unit | 19 | 74 | 125 | 218
KRC161726/1 | TRANSCEIVER/Radio 2242 B1 B3;Radio Unit | 3 |  |  | 3
KRC161753/1 | TRANSCEIVER/Radio 4443 B1 B3;Radio Unit | 3 |  |  | 3
KRD901059/4 | TRANSCEIVER/AIR 5121 B257A;Radio Unit | 6 |  |  | 6
KRD901060/82 | TRANSCEIVER/RBS 6402 | 2 |  |  | 2
KRE1012182/1 | ANTENNA/GPS Active Antenna | 3 |  | 10 | 13
KRF102301/10 | FILTER UNIT/Diplex 698-2200+B7/B41 (8-4) | 152 | 22 | 35 | 209
KRY112206/2 | AMPLIFIER/TTMF 900E (B8) SB |  | 6 |  | 6
KRY112208/1 | AMPLIFIER/TTMF 1800 (B3) |  | 6 |  | 6
KRY901345/2 | Outdoor Directional PB Antenna-RCU | 3 |  |  | 3
KRY901369/2 | ACCESSORIES/Support 6504;Dual DC FAN Sup | 2 |  |  | 2
L4TDM-PSA | 7/16 DIN STRAIGHT MALE CONNECTOR |  | 36 | 4 | 40
LC08-C495-3000 | 4.3-10 MALE / 4.3-10 MALE JUMPER 3m | 1614 | 284 | 440 | 2338
LPF12-150 | //LPF12-150 BATTERY | 40 | 0 | 0 | 40
MB-4W8X33V-00 | TWINBEAM HIGHBAND 8 PORT | 72 | 13 | 8 | 93
MB-4W8X33VB2-01 | HB Dual Twin Beam / 2.0 m | 2 |  |  | 2
MB-6W8X33V-00 | 6XPol, 6 x (1710-2690) MHz | 1 |  |  | 1
NCD90126/11 | OVERVOLTAGE ARRESTER/OVP-TRM1, External | 1 |  |  | 1
NCD90141/1 | MODULE/GPS 02 01; GPS Receiver Unit | 2 |  |  | 2
NCD90145/1 | CONNECTION BOX/Vent Box | 4 |  |  | 4
NCD90156/1 | MODULE/GPS 03 01; GPS Receiver Unit | 3 |  | 10 | 13
NFD30234/08 | OVERVOLTAGE ARRESTER/OVP-ALM 8 | 7 |  |  | 7
NGC90145 | SURGE ARRESTOR/Surge Arrestor | 5 |  | 21 | 26
NGT21104/6 | EARTHING SET/dia 7.6mm Earthing Kit | 8 |  |  | 8
NGT90128/1 | EARTHING SET/1/4"" grounding kit, Alu and | 1 |  | 18 | 19
NTB1010201/1 | QUANTITY PACKAGE/Cable Bushing | 4 |  |  | 4
NTB1010271/2 | QUANTITY PACKAGE/DCDU 1U Con cables | 2 |  |  | 2
NTB1010381/1 | MARKING SET/Main Remote 6-Sector | 1 |  |  | 1
NTM1011856/5 | MOUNTING SET/Cabling Brackets/Mtg. Kit 1 | 1 |  |  | 1
NTM1012589/1 | SET OF MATERIALS/6601 subrack kit v2,-48 | 223 | 93 | 39 | 355
NTM2012426 | SEALING SET/Sealing of Connectors,Outdoo | 6 |  | 3 | 9
NTM2013932/1 | SET OF MATERIALS/SAU kit for 19"" |  | 18 | 16 | 34
NTM2013933/1 | SET OF MATERIALS/OVP kit, 8 alarms |  | 9 | 23 | 32
NTM2013977/2 | INSTAL.MATERIAL SET/Screw kit for expans |  | 18 | 14 | 32
NTM2014090/2 | SET OF MATERIALS/External Alarm Interfac | 27 | 57 | 9 | 93
NTM2014156/3 | SET OF MATERIALS/Fiber Clamp, 3 fiber-3 | 36 |  |  | 36
NTM203219/10 | SET OF MATERIALS/Clamp Kit 7,6 mm 10 pcs | 4 |  | 3 | 7
NTM503019 | SET OF MATERIALS/DIN rail for 19 | 17 |  |  | 17
ODI-065R16M17JJJJG | SMALL PENTABAND LHHHH- | 2 |  |  | 2
ODI065R16M17JJJJGQ | PENTABAND LHHHH | 192 | 3 | 30 | 225
RASO-ANT-0011 | RET Cable 3m | 733 | 480 | 355 | 1568
RASO-ANT-0012 | RET Cable 5m | 102 | 12 | 6 | 120
RASO-ANT-0014 | XXXXPol,2x(694-960)/2x(1710-2690)MHz,QB | 77 | 15 | 30 | 122
RASO-ANT-0015 | XXXXPol,694-960/3x(1710-2690)MHz QB | 15 |  | 16 | 31
RASO-ANT-0017 | XXPol,2 x 1710-2690 MHz Dual Ultra-WB |  | 15 |  | 15
RASO-ANT-0020 | XXPol,806-960/1710-2690 MHz,Dual-Band | 3 |  |  | 3
RASO-ANT-0021 | XXXPol,3x1710-2690 MHz Triple Ultra-WB |  | 26 | 8 | 34
RASO-ANT-0023 | XXXXXPol,2x(694-960)/3x(1710-2690)MHz,PB | 64 | 35 | 33 | 132
RASO-ANT-0024 | Outdoor Directional QB Antenna-RCU |  |  | 47 | 47
RASO-ANT-0025 | Outdoor Directional PB Antenna-RCU | 8 |  |  | 8
RASO-ANT-0055 | QBXpol 698-960+1710-2690 65 16.7/17.9 | 3 |  |  | 3
RASO-ANT-0058 | PB,Xp,698-960+(4x)1710-2690,65°16.7/18/1 |  | 1 | 3 | 4
RASO-ANT-0059 | AISG Control Cable (3 meters) | 15 | 41 |  | 56
RASO-IM-ESK006 | OIL Cable RPM253 3577 100m |  |  | 10 | 10
RASO-IMT-9025 | OIL cable, single mode, LCD-LCD RFE,100m |  | 1 |  | 1
RASO-IMT-9027 | OIL cable, single mode, LCD - LCD RFE, 150m | 5 | 9 | 1 | 15
RASO-IMT-9031 | OIL cable, single mode, LCD - LCD RFE, 250m |  | 2 |  | 2
RASO-IMT-9033 | OILcable,singlemode,LCD-LCDRFE,300m | 2 |  |  | 2
RASO-IMT-9034 | OIL cable, single mode, LCD - LCD RFE, 30m | 24 | 38 |  | 62
RASO-IMT-9038 | OIL cable, single mode, LCD-LCD RFE, 70m | 1 |  |  | 1
RDH10247/1 | OPTICAL TRANSCEIVER/SFP CPRI & 1000BASE- | 19 |  |  | 19
RDH10247/2 | OPTICAL TRANSCEIVER/SFP CPRI & 1000BASE- | 82 | 236 | 34 | 352
RDH10250/11 | OPTICAL TRANSCEIVER/SFP+ MM 10GB-SR 2-30 | 2 |  |  | 2
RDH10265/2 | OPTICAL TRANSCEIVER/SFP+ SM 10.3Gb/s 1.4 | 2003 | 344 | 440 | 2787
RDH901002/1 | OPTICAL TRANSCEIVER/100/1000 TX SSR, SFP | 2 |  |  | 2
RNT44719/001 | CONNECTOR/Circular Power cable connector |  |  | 7 | 7
RNT44720/001 | CONNECTOR/Circular Power cable connector |  |  | 3 | 3
RNT44732/02 | CONNECTOR/Circular Power cable connector | 1203 | 354 | 190 | 1747
RNT44732/02R1B | CONNECTOR/Circular Power cable connector | 8 |  |  | 8
RNT44738/03 | CONNECTOR/Circular Power Connector 2-pos | 3 |  |  | 3
RNY10487/1 | ACCESSORIES/Power Adapter | 687 | 43 | 27 | 757
RPM1136127/1000 | CABLE WITH CONNECTOR/RJ45(8)-RJ45(8) 1m | 45 | 16 |  | 61
RPM1138465/20M | CABLE WITH CONNECTOR/8-pos RJ45(J-Connec | 3 |  |  | 3
RPM1191647/2 | EARTHING CABLE/16mm2,BK,2m,with 1 lug |  |  | 2 | 2
RPM1191648/2 | EARTHING CABLE/16mm2,GNYE,2m,with 1 lug | 1 |  |  | 1
RPM251120/30M | CONNECTION CABLE/Open end 32xE1 LFH cabl | 2 |  |  | 2
RPM2530292/100M | CONNECTION CABLE/2F LC-LC SM RRUS02, RRU | 25 | 161 | 279 | 465
RPM2530292/20M | CONNECTION CABLE/2F LC-LC SM RRUS02, RRU | 200 | 69 |  | 269
RPM2530292/5000 | CONNECTION CABLE/2F LC-LC SM RRUS02, RRU | 63 | 20 | 9 | 92
RPM2531610/100M | CABLE WITH CONNECTOR/2F LC(FullAXS)-LC S | 874 | 185 | 0 | 1059
RPM2531610/150M | CABLE WITH CONNECTOR/2F LC(FullAXS)-LC S |  | 1 |  | 1
RPM2531610/20M | CABLE WITH CONNECTOR/2F LC(FullAXS)-LC S | 43 |  |  | 43
RPM2531610/30M | CABLE WITH CONNECTOR/2F LC(FullAXS)-LC S | 42 |  |  | 42
RPM2531610/50M | CABLE WITH CONNECTOR/2F LC(FullAXS)-LC S | 10 |  |  | 10
RPM2531611/100M | CABLE WITH CONNECTOR/2F LC(FullAXS)-LC M | 54 | 94 | 80 | 228
RPM2531611/70M | CABLE WITH CONNECTOR/2F LC(FullAXS)-LC M |  |  | 1 | 1
RPM2533512/1000 | CABLE WITH CONNECTOR/2F LC-LC SM | 89 | 6 |  | 95
RPM2533512/100M | CABLE WITH CONNECTOR/2F LC-LC SM | 16 | 69 |  | 85
RPM2533512/10M | CABLE WITH CONNECTOR/2F LC-LC SM |  | 59 | 55 | 114
RPM2533512/2000 | CABLE WITH CONNECTOR/2F LC-LC SM | 11 |  |  | 11
RPM2533512/5000 | CABLE WITH CONNECTOR/2F LC-LC SM | 156 | 83 | 86 | 325
RPM2533512/50M | CABLE WITH CONNECTOR/2F LC-LC SM | 2 | 17 | 6 | 25
RPM2533513/100M | CABLE WITH CONNECTOR/2F LC-LC MM 50um |  | 132 |  | 132
RPM2533577 | OIL cable 100m (RPM 253 3577) |  |  | 43 | 43
RPM5131104/00120 | CABLE/SIGNAL CABLE |  |  | 1 | 1
RPM5132362/20M | CABLE WITH CONNECTOR/2F LC(J-Connector)- | 40 | 40 | 78 | 158
RPM77701/00250 | CABLE WITH CONNECTOR/SIGNAL CABLE | 1 |  | 7 | 8
RPM77701/00300 | CABLE WITH CONNECTOR/SIGNAL CABLE | 256 | 2 | 26 | 284
RPM77701/00550 | CABLE WITH CONNECTOR/SIGNAL CABLE |  |  | 6 | 6
RPM77701/00750 | CABLE WITH CONNECTOR/SIGNAL CABLE | 13 |  | 8 | 21
RPM77701/01000 | CABLE WITH CONNECTOR/SIGNAL CABLE | 342 | 36 | 85 | 463
RPM77701/01600 | CABLE WITH CONNECTOR/SIGNAL CABLE |  |  | 4 | 4
RPM77701/02000 | CABLE WITH CONNECTOR/SIGNAL CABLE | 30 | 2 | 6 | 38
RPM777135/00700 | CABLE WITH CONNECTOR/POWER CABLE | 4 |  | 1 | 5
RPM777135/01200 | CABLE WITH CONNECTOR/POWER CABLE |  |  | 1 | 1
RPM777193/00160 | CABLE WITH CONNECTOR/DC POWER CABLE | 5 | 1 | 2 | 8
RPM777193/00200 | CABLE WITH CONNECTOR/DC POWER CABLE | 632 | 20 | 124 | 776
RPM777193/00200R1 | CABLE WITH CONNECTOR/DC POWER CABLE | 54 |  |  | 54
RPM777193/00315 | CABLE WITH CONNECTOR/DC POWER CABLE |  |  | 10 | 10
RPM777193/00450 | CABLE WITH CONNECTOR/DC POWER CABLE |  |  | 1 | 1
RPM777193/01000 | CABLE WITH CONNECTOR/DC POWER CABLE | 13 |  | 4 | 17
RPM777193/01300 | CABLE WITH CONNECTOR/DC POWER CABLE | 1 |  |  | 1
RPM777193/01500 | CABLE WITH CONNECTOR/DC POWER CABLE | 8 |  | 2 | 10
RPM777193/02000 | CABLE WITH CONNECTOR/DC POWER CABLE | 110 | 14 | 29 | 153
RPM777211/00900 | CABLE WITH CONNECTOR/SIGNAL CABLE |  |  | 11 | 11
RPM777211/01000 | CABLE WITH CONNECTOR/SIGNAL CABLE | 7 |  |  | 7
RPM777211/01500 | CABLE WITH CONNECTOR/SIGNAL CABLE | 11 |  |  | 11
RPM777211/01800 | CABLE WITH CONNECTOR/SIGNAL CABLE | 107 | 17 | 45 | 169
RPM777263/01000 | CABLE WITH CONNECTOR/SIGNAL CABLE | 2 |  | 5 | 7
RPM777263/01800 | CABLE WITH CONNECTOR/SIGNAL CABLE | 76 | 8 | 8 | 92
RPM777274/00650 | CABLE WITH CONNECTOR/SIGNAL CABLE | 86 | 7 | 6 | 99
RPM777274/01800 | CABLE WITH CONNECTOR/SIGNAL CABLE | 126 | 15 | 23 | 164
RPM777279/01000 | CABLE WITH CONNECTOR/SIGNAL CABLE | 97 | 4 | 3 | 104
RPM777279/01800 | CABLE WITH CONNECTOR/SIGNAL CABLE | 2 |  | 2 | 4
RPM777291/02000 | CABLE WITH CONNECTOR/EARTH CABLE | 1418 | 71 | 75 | 1564
RPM777296/00500 | CABLE WITH CONNECTOR/SIGNAL CABLE | 12 |  | 8 | 20
RPM777298/10000 | CABLE WITH CONNECTOR/DC POWER CABLE | 2 |  |  | 2
RPM777298/20000 | CABLE WITH CONNECTOR/DC POWER CABLE | 4 | 2 |  | 6
RPM777341/00300 | CABLE WITH CONNECTOR/SIGNAL CABLE | 10 |  |  | 10
RPM777381/02000 | CABLE WITH CONNECTOR/SIGNAL CABLE | 2 |  | 24 | 26
RPM777382/05000 | CABLE WITH CONNECTOR/SIGNAL CABLE |  | 1 |  | 1
RPM777405/00700 | CABLE WITH CONNECTOR/SIGNAL AND POWER CA | 1 |  |  | 1
RPM777435/1000 | CABLE WITH CONNECTOR/GROUNDING CABLE | 1 |  |  | 1
RPM777526/01800 | CABLE WITH CONNECTOR/POWER CABLE | 1 |  |  | 1
RPM777528/02500 | CABLE WITH CONNECTOR/POWER CABLE | 0 |  |  | 0
RPM777554/00500 | CABLE WITH CONNECTOR/POWER CABLE | 20 |  |  | 20
RPM777554/15000 | CABLE WITH CONNECTOR/POWER CABLE | 20 |  |  | 20
RPM777555/05000 | CABLE WITH CONNECTOR/POWER AND SIGNAL CA | 16 |  |  | 16
RPM777579/01500 | CABLE WITH CONNECTOR/SIGNAL CABLE | 1 |  |  | 1
RPM777579/01500R1 | CABLE WITH CONNECTOR/SIGNAL CABLE | 5 |  |  | 5
RPM777700/00130 | CABLE WITH CONNECTOR/COAXIAL CABLE | 304 |  |  | 304
RPM777700/00460 | CABLE WITH CONNECTOR/COAXIAL CABLE | 21 |  |  | 21
RPM919619/10000 | CABLE WITH CONNECTOR/SIGNAL CABLE | 1337 | 112 | 163 | 1612
RPM919665/02400 | COAXIAL CABLE/SMA (m)-SMA (m) outdoor | 18 |  |  | 18
RPM919701/01700 | CABLE WITH CONNECTOR/SIGNAL CABLE | 6 |  |  | 6
RPM919701/17000 | CABLE WITH CONNECTOR/SIGNAL CABLE | 2 | 1 |  | 3
RPM919723/01500 | CONNECTION CABLE/Power cable, SIU02 to P |  | 2 |  | 2
RPM919726/15M | CONNECTION CABLE/Power cable for SIU02 i |  | 33 | 13 | 46
RPM919750/30M | COAXIAL CABLE/Coaxial Cable | 2 |  |  | 2
RPT899271/1 | CONNECTOR/Andrew, 1/4"" N-Connector (m) | 2 |  | 2 | 4
RYT921612/1 | MICROCIRCUIT/SFP GB-TX¿ RJ45 SGMII Ether | 9 |  |  | 9
SDF107236/001 | COVER/COVER for Outdoor application (sha | 23 |  |  | 23
SEF1031316/1 | MOUNTING BRACKET/OVP Base Unit, PT 4x1-B | 10 |  |  | 10
SEF901304/1 | BRACKET/RAIL BRACKET | 813 | 261 | 387 | 1461
SEF901305/0180 | BRACKET/RAIL | 900 | 241 | 336 | 1477
S-WAVE-ACU-002-DV6 | Rosenberger RET |  | 32 |  | 32
S-WAVE-ACU-002-DV8 | Rosenberger RET |  |  | 1 | 1
SXA1342193/1 | MECHANICAL COMPONENT/Dummy RU/FU | 240 |  | 58 | 298
SXA1342193/2 | MECHANICAL COMPONENT/Dummy 31 (Plastic v | 643 | 19 | 71 | 733
SXA210404/1 | CABLE SHELF/Shelf H=25 mm, | 10 |  |  | 10
SXA2152667/1 | BRACKET/Left bracket | 13 |  |  | 13
SXA2152668/1 | BRACKET/Right bracket | 12 |  |  | 12
SXA2154174/1 | MECHANICAL COMPONENT/Guide Rail DUX | 1 |  |  | 1
SXK1072840/2 | ANTENNA SUPPORT/Universal Single RRU Sup |  | 7 | 3 | 10
SXK1072860/1 | ASSEMBLED PARTS/GPS Mounting Support, Al |  |  | 10 | 10
SXK1091511/1 | ASSEMBLED PARTS/DUW box | 23 | 10 | 6 | 39
SXK1091931/1 | ASSEMBLED PARTS/GPS Mount, Steel | 4 |  | 1 | 5
SXK1091973/1 | ASSEMBLED PARTS/Multi ERS bracket | 6 |  |  | 6
SXK1092016/1 | ASSEMBLED PARTS/Light Wall and Pole clam | 2 |  |  | 2
SXK1098604/1 | ASSEMBLED PARTS/8U SUBRACK | 6 |  | 6 | 12
SXK1098971/1 | ASSEMBLED PARTS/Dummy 31 |  |  | 3 | 3
SXK111539/1 | MOUNTING SET/RACK SCREW KIT | 229 | 306 | 237 | 772
SXK1250245/1 | ASSEMBLED PARTS/MOUNTING KIT (MK mast br | 112 | 9 | 62 | 183
SXK1250819/1 | ASSEMBLED PARTS/Front Cover |  |  | 1 | 1
SXK1252540/1 | ASSEMBLED PARTS/MOUNTING KIT | 881 | 253 | 351 | 1485
TFL492324/500M | POWER CABLE/2x6 mm2;UL;LSOH;Alu+Cu-scree |  | 161 |  | 161
TFL492325/100M | POWER CABLE/2x10 mm2;UL;LSOH;Alu+Cu-scre |  | 200 |  | 200
TFL492325/300M | POWER CABLE/2x10 mm2;UL;LSOH;Alu+Cu-scre | 128722 | 25851 | 14157 | 168730
TFL90117/24 | CABLE/2x6mm2 (10AWG) 600V 90C UL 10 m co | 56 |  |  | 56
TPM1010027/15M | CABLE/TFL 252015/16 15m SPOOLED | 102 | 51 | 5 | 158
TPM1010030/30M | CABLE/TFL 252 017/002¿¿ 30m¿ outdoor¿ SP | 4 |  |  | 4
TQB-609016/Q172716DEI-65FV02 | TONGYU | 1 |  |  | 1
TQB-609016/Q172718DEI-65FT2 | TQB-609016/Q172718DEI-65FT2 | 1 |  |  | 1
TQBM-D609016-T172718DE1-65FT2 | TQB-609016/Q172718DEI-65FT2 | 1 |  |  | 1
TSR3119177/5000 | OPT.CABLE W. CONNECT/SC-SC 5m DSM | 2 |  |  | 2
TSR432151/10M | CONNECTION CABLE/Signal Cable | 20 |  |  | 20
TSR432151/15M | CONNECTION CABLE/Signal Cable |  | 16 | 15 | 31
TSR432151/2000 | CONNECTION CABLE/Signal Cable | 20 |  |  | 20
TSR4820243/17M | CONNECTION CABLE/Signal Cable | 5 | 9 |  | 14
TSR48422/2000 | CONNECTION CABLE/Signal Cable |  | 20 |  | 20
TSR49336/3000 | CABLE WITH CONNECTOR/POWER CABLE | 100 |  |  | 100
TSR49340/60M | CONNECTION CABLE/D-SUB - Open end w/ cab | 6 |  |  | 6
TSR951338/1500 | CONNECTION CABLE/Jumper N(m)-SMA(m) 1.5m | 1 |  |  | 1
TSR951345/2 | CONNECTION CABLE/Jumper N(m)-N(m) 10m | 3 |  |  | 3
TSR951355/1 | CONNECTION CABLE/Alarm cable, 17M, RJ45 | 4 |  |  | 4
TSR951357/1500 | CONNECTION CABLE/Jumper N(m)-SMA(m) 1.5m | 2 |  | 1 | 3
TSR951367/3 | JUMPER CABLE/Rosenberger 1/2"" jumper cab | 36 |  |  | 36
ZHY60117/1 | ALARM UNIT/SAU 01 01;Support Alarm Unit | 5 | 4 |  | 9
Grand Total |  | 208949 | 52853 | 30937 | 292739

## CONFIG
E/// PO NO. | CASE NO. | PRODUCT CODE | PRODUCT DESCRIPTION | QTY | UOM | SERIAL NO. | PROJECT OWNER | NW# | REMARKS
BASIC NEW BB5216 U9+L18 4T4R
4515822900 | SGC97+54459666 | KDU137925/31 | PROCESSOR UNIT/Baseband 5216; Digital Un | 1 | PCS | D825870983 |  |  |  | SET OF BASEBAND LOOSE
4515822900 | SGC97+54459669 | NTM1012589/1 | SET OF MATERIALS/6601 subrack kit v2,-48 | 1 | PCS | D825870980
4515822900 | SGC97+54477202 | SXK111539/1 | MOUNTING SET/RACK SCREW KIT | 1 | PCS
4515822900 | SGC97+54477202 | SXA1342193/2 | MECHANICAL COMPONENT/Dummy 31 (Plastic v | 1 | PCS | C970007000
4515822900 | SGC97+54477202 | NTM2014090/2 | SET OF MATERIALS/External Alarm Interfac | 1 | PCS
4515822900 | SGC97+54477202 | TPM1010027/15M | CABLE/TFL 252015/16 15m SPOOLED | 1 | PCS
4515822900 | SGC97+54477202 | RPM777193/00200 | CABLE WITH CONNECTOR/DC POWER CABLE | 1 | PCS
4515822900 | SGC97+54477202 | RPM777291/02000 | CABLE WITH CONNECTOR/EARTH CABLE | 1 | PCS
4515822900 | SGC97+54477202 | RPM77701/01000 | CABLE WITH CONNECTOR/SIGNAL CABLE | 1 | PCS
4515822900 | SGC97+54454864 | SXK1252540/1 | ASSEMBLED PARTS/MOUNTING KIT | 6 | PCS | D825878892 |  |  |  | SET OF RRU
4515822900 | SGC97+54454865 | SEF901304/1 | BRACKET/RAIL BRACKET | 6 | PCS | D825878891
4515822900 | SGC97+54459664 | SEF901305/0180 | BRACKET/RAIL | 6 | PCS | D825870971
4515822900 | SGC97+54477202 | RNT44732/02 | CONNECTOR/Circular Power cable connector | 6 | PCS
4515822900 | SGC97+54477202 | RNY10487/1 | ACCESSORIES/Connector | 6 | EA
4515822900 | SGC97+54477202 | KRC161637/1 | TRANSCEIVER/Radio 4415 B3;Radio Unit | 3 | PCS
4515993591 | SGC97+54687857 | KRC161670/1 | TRANSCEIVER/Radio 2219 B8;Radio Unit | 3 | PCS
4515822900 | SGC97+54454861 | RDH10265/2 | OPTICAL TRANSCEIVER/SFP+ SM 10.3Gb/s 1.4 | 12 | PCS | D825878890 |  |  |  | OIL SFP CONNECTOR
TWIN BEAM + R503
4517334496 |  | RNY10487/1 | ACCESSORIES/Power Adapter | 1 | PCS
4517334496 |  | RNT44732/02 | CONNECTOR/Circular Power cable connector | 1 | PCS
4517334496 |  | RDH10265/2 | OPTICAL TRANSCEIVER/SFP+ SM 10.3Gb/s 1.4 | 2 | PCS
4517334496 |  | SEF901304/1 | BRACKET/RAIL BRACKET | 1 | PCS
4517334496 |  | SEF901305/0180 | BRACKET/RAIL | 1 | PCS
4517334496 |  | SXK1252540/1 | ASSEMBLED PARTS/MOUNTING KIT | 1 | PCS
4517345057 |  | KRC161637/1 | TRANSCEIVER/Radio 4415 B3;Radio Unit | 1 | PCS
4517345057 |  | KDU137949/1 | PROCESSOR UNIT/Baseband R503; Auxiliary | 1 | PCS |  |  |  |  | SET OF R503
4517345057 | SGC97+54459669 | NTM1012589/1 | SET OF MATERIALS/6601 subrack kit v2,-48 | 1 | PCS
4517345057 | SGC97+54477202 | SXK111539/1 | MOUNTING SET/RACK SCREW KIT | 1 | PCS
4517345057 | SGC97+54477202 | SXA1342193/2 | MECHANICAL COMPONENT/Dummy 31 (Plastic v | 1 | PCS
4517345057 | SGC97+54477202 | NTM2014090/2 | SET OF MATERIALS/External Alarm Interfac | 1 | PCS
4517345057 | SGC97+54477202 | TPM1010027/15M | CABLE/TFL 252015/16 15m SPOOLED | 1 | PCS
4517345057 | SGC97+54477202 | RPM777193/00200 | CABLE WITH CONNECTOR/DC POWER CABLE | 1 | PCS
| SGC97+54477202 | RPM777291/02000 | CABLE WITH CONNECTOR/EARTH CABLE | 1 | PCS
| SGC97+54477202 | RPM77701/01000 | CABLE WITH CONNECTOR/SIGNAL CABLE | 1 | PCS
| CASCADE 5M | RPM2533512/5000 | CABLE WITH CONNECTOR/2F LC-LC SM | 1 | PCS
TWIN BEAM
4517334496 |  | RNY10487/1 | ACCESSORIES/Power Adapter | 1 | PCS
4517334496 |  | RNT44732/02 | CONNECTOR/Circular Power cable connector | 1 | PCS
4517334496 |  | RDH10265/2 | OPTICAL TRANSCEIVER/SFP+ SM 10.3Gb/s 1.4 | 2 | PCS
4517334496 |  | SEF901304/1 | BRACKET/RAIL BRACKET | 1 | PCS
4517334496 |  | SEF901305/0180 | BRACKET/RAIL | 1 | PCS
4517334496 |  | SXK1252540/1 | ASSEMBLED PARTS/MOUNTING KIT | 1 | PCS
4517345057 |  | KRC161637/1 | TRANSCEIVER/Radio 4415 B3;Radio Unit | 1 | PCS
|  | RPM2531610/100M | CABLE WITH CONNECTOR/2F LC(FullAXS)-LC S | 1 | PCS
|  | ECM-0991253228 | 12V AGM 150AH battery | 8 | PCS
|  | ODI065R16M17JJJJGQ | Outdoor Directional Penta-band Antenna | 3 | EA
|  | ECM-ANTBRKT3MT | antenna bracket-2 flexi arm(76mmx3m)boom | 3 | SET
|  | RASO-ANT-0011 | RET Cable 3m | 3 | PCS
|  | ECM-LC08-475-3000 | 4.3-10 male to DIN male, 3 meters 1/2ö superflexi jumper | 6 | PCS
|  | ECM-LC081133000 | JUMPER DIN MALE DIN MALE - 3 meters | 6 | PCS
|  | ECM-SL078RALPE | Feeder Cable 7/8" Aluminium | 30m X 6 | M
|  | ECM-60K1CAC05B1 | CONNECTOR 7-16 DIN (F) FOR 7/8" CABLE | 12 | PCS
|  | ECM-SLGK004C05060 | Grounding Kit for 7/8" feeder cable | 12 | PCS
|  | TFL492325/300M | POWER CABLE/2x10 mm2;UL;LSOH;Alu+Cu-scre | 60m x 3 | MTR
|  | ECM-LTTBABS2838 | Fiber Overlength box | 1 | EA
BP2018 U9+L18 4T4R BB5216+6601
4515877225 | SGC97+54986273 | KRC161670/1R1A | TRANSCEIVER/Radio 2219 B8;Radio Unit | 1 | EA | CD3T313518
4515877225 | SGC97+54986397 | KRC161670/1R1A | TRANSCEIVER/Radio 2219 B8;Radio Unit | 1 | EA | CD3T313522
4515877225 | SGC97+54986400 | KRC161670/1R1A | TRANSCEIVER/Radio 2219 B8;Radio Unit | 1 | EA | CD3T313524
4515877225 | SGC97+54987560 | KRC161637/1 | TRANSCEIVER/Radio 4415 B3;Radio Unit | 1 | EA | CD3T344766
4515877225 | SGC97+54987562 | KRC161637/1 | TRANSCEIVER/Radio 4415 B3;Radio Unit | 1 | EA | CD3T344958
4515877225 | SGC97+54987563 | KRC161637/1 | TRANSCEIVER/Radio 4415 B3;Radio Unit | 1 | EA | CD3T344949
4515877225 | SGC97+54987986 | KDU137925/31 | PROCESSOR UNIT/Baseband 5216; Digital Un | 1 | PCS | C970007245
4515877225 | SGC97+54987986 | NTM1012589/1 | SET OF MATERIALS/6601 subrack kit v2,-48 | 1 | PCS | C970007245
4515877225 | SGC97+54987986 | SXA1342193/2 | MECHANICAL COMPONENT/Dummy 31 (Plastic v | 1 | PCS | C970007245
4515877225 | SGC97+54987986 | RNT44732/02R1B | CONNECTOR/Circular Power cable connector | 6 | PCS | C970007245
4515877225 | SGC97+54987986 | RNY10487/1 | ACCESSORIES/Connector | 3 | EA
4515877225 | SGC97+54987986 | SEF901305/0180 | BRACKET/RAIL | 3 | PCS
4515877225 | SGC97+54987986 | SXK1252540/1 | ASSEMBLED PARTS/MOUNTING KIT | 3 | PCS
4515877225 | SGC97+54987986 | RDH10265/2 | OPTICAL TRANSCEIVER/SFP+ SM 10.3Gb/s 1.4 | 6 | PCS
4515877225 | SGC97+54987986 | SEF901304/1 | BRACKET/RAIL BRACKET | 3 | PCS
4515877225 | SGC97+54987986 | SEF901304/1 | BRACKET/RAIL BRACKET | 3 | PCS
4515877225 | SGC97+54987986 | SEF901305/0180 | BRACKET/RAIL | 3 | PCS
4515877225 | SGC97+54987986 | SXK1252540/1 | ASSEMBLED PARTS/MOUNTING KIT | 3 | PCS
4515877225 | SGC97+54987986 | RDH10265/2 | OPTICAL TRANSCEIVER/SFP+ SM 10.3Gb/s 1.4 | 6 | PCS
4515877225 | SGC97+54987986 | NTM2014090/2 | SET OF MATERIALS/External Alarm Interfac | 1 | PCS
4515877225 | SGC97+54987986 | TPM1010027/15M | CABLE/TFL 252015/16 15m SPOOLED | 1 | PCS
4515877225 | SGC97+54987986 | SXK111539/1 | MOUNTING SET/RACK SCREW KIT | 1 | PCS
4515877225 | SGC97+54987986 | RPM919619/10000 | CABLE WITH CONNECTOR/SIGNAL CABLE | 1 | PCS
PO9 CUH2B1 LTE MAX NN42 L18 4T4R BB5216+6601
4517679935 |  | RDH10265/2 | OPTICAL TRANSCEIVER/SFP+ SM 10.3Gb/s 1.4 | 6 | PCS
4517679935 |  | SXK1252540/1 | ASSEMBLED PARTS/MOUNTING KIT | 3 | PCS
4517679935 |  | SEF901304/1 | BRACKET/RAIL BRACKET | 3 | PCS
4517679935 |  | SEF901305/0180 | BRACKET/RAIL | 3 | PCS
4517679935 |  | TPM1010027/15M | CABLE/TFL 252015/16 15m SPOOLED | 1 | PCS
4517679935 |  | RPM919619/10000 | CABLE WITH CONNECTOR/SIGNAL CABLE | 1 | PCS
4517679935 |  | RNT44732/02 | CONNECTOR/Circular Power cable connector | 3 | PCS
4517679935 |  | RNY10487/1 | ACCESSORIES/Connector | 3 | PCS
4517679935 |  | NTM1012589/1 | SET OF MATERIALS/6601 subrack kit v2,-48 | 1 | EA
4517679935 |  | RPM77701/01000 | CABLE WITH CONNECTOR/SIGNAL CABLE | 1 | EA
4517679935 |  | RPM777193/00200 | CABLE WITH CONNECTOR/DC POWER CABLE | 1 | EA
4517679935 |  | RPM777291/02000 | CABLE WITH CONNECTOR/EARTH CABLE | 1 | EA
4517679935 |  | KDU137925/31 | PROCESSOR UNIT/Baseband 5216; Digital Un | 1 | EA
4517679935 |  | KRC161637/1 | TRANSCEIVER/Radio 4415 B3;Radio Unit | 3 | PCS
4517679935 |  | SXK111539/1 | MOUNTING SET/RACK SCREW KIT | 1 | PCS
4517679935 |  | NTM2014090/2 | SET OF MATERIALS/External Alarm Interfac | 1 | PCS
|  | RPM2531610/100M | CABLE WITH CONNECTOR/2F LC(FullAXS)-LC S | 2 | PCS
|  | 85006586 | OPTICAL FIBER CBL SM LCD FXS-LCD FXS 20M | 1 | PCS
PO9 CUH2B1 LTE MAX NN42 L18 2T2R U9+L18 BB5216+6601
4515822900 | SGC97+54454861 | RDH10265/2 | OPTICAL TRANSCEIVER/SFP+ SM 10.3Gb/s 1.4 | 12 | PCS
4515822900 | SGC97+54454864 | SXK1252540/1 | ASSEMBLED PARTS/MOUNTING KIT | 6 | PCS
4515822900 | SGC97+54454865 | SEF901304/1 | BRACKET/RAIL BRACKET | 6 | PCS
4515822900 | SGC97+54459664 | SEF901305/0180 | BRACKET/RAIL | 6 | PCS
4515822900 | SGC97+54459666 | KDU137925/31 | PROCESSOR UNIT/Baseband 5216; Digital Un | 1 | PCS
4515822900 | SGC97+54459669 | NTM1012589/1 | SET OF MATERIALS/6601 subrack kit v2,-48 | 1 | PCS
4515822900 | SGC97+54477202 | SXK111539/1 | MOUNTING SET/RACK SCREW KIT | 1 | PCS
4515822900 | SGC97+54477202 | SXA1342193/2 | MECHANICAL COMPONENT/Dummy 31 (Plastic v | 1 | PCS
4515822900 | SGC97+54477202 | NTM2014090/2 | SET OF MATERIALS/External Alarm Interfac | 1 | PCS
4515822900 | SGC97+54477202 | TPM1010027/15M | CABLE/TFL 252015/16 15m SPOOLED | 1 | PCS
4515822900 | SGC97+54477202 | RPM777193/00200 | CABLE WITH CONNECTOR/DC POWER CABLE | 1 | PCS
4515822900 | SGC97+54477202 | RPM777291/02000 | CABLE WITH CONNECTOR/EARTH CABLE | 1 | PCS
4515822900 | SGC97+54477202 | RPM77701/01000 | CABLE WITH CONNECTOR/SIGNAL CABLE | 1 | PCS
4515822900 | SGC97+54477202 | RNT44732/02 | CONNECTOR/Circular Power cable connector | 6 | PCS
4515822900 | SGC97+54477202 | RNY10487/1 | ACCESSORIES/Connector | 3 | PCS
4515822900 | SGC97+54477202 | KRC161619/1 | TRANSCEIVER/Radio 2219 B3;Radio Unit | 3 | PCS
4515993591 | SGC97+54687857 | KRC161548/1 | TRANSCEIVER/Radio 2217 B8;Radio Unit | 3 | PCS
L18 2T2R BB5212+6601
4515822900 | SGC97+54454861 | RDH10265/2 | OPTICAL TRANSCEIVER/SFP+ SM 10.3Gb/s 1.4 | 6 | PCS | D825878890
4515822900 | SGC97+54454864 | SXK1252540/1 | ASSEMBLED PARTS/MOUNTING KIT | 3 | PCS | D825878892
4515822900 | SGC97+54454865 | SEF901304/1 | BRACKET/RAIL BRACKET | 3 | PCS | D825878891
4515822900 | SGC97+54459664 | SEF901305/0180 | BRACKET/RAIL | 3 | PCS | D825870971
4515822900 | SGC97+54459666 | KDU137925/41 | PROCESSOR UNIT/Baseband 5212; Digital Un | 1 | PCS | D825870983
4515822900 | SGC97+54459669 | NTM1012589/1 | SET OF MATERIALS/6601 subrack kit v2,-48 | 1 | PCS | D825870980
4515822900 | SGC97+54477202 | SXK111539/1 | MOUNTING SET/RACK SCREW KIT | 1 | PCS
4515822900 | SGC97+54477202 | SXA1342193/2 | MECHANICAL COMPONENT/Dummy 31 (Plastic v | 1 | PCS | C970007000
4515822900 | SGC97+54477202 | NTM2014090/2 | SET OF MATERIALS/External Alarm Interfac | 1 | PCS
4515822900 | SGC97+54477202 | TPM1010027/15M | CABLE/TFL 252015/16 15m SPOOLED | 1 | PCS
4515822900 | SGC97+54477202 | RPM777193/00200 | CABLE WITH CONNECTOR/DC POWER CABLE | 1 | PCS
4515822900 | SGC97+54477202 | RPM777291/02000 | CABLE WITH CONNECTOR/EARTH CABLE | 1 | PCS
4515822900 | SGC97+54477202 | RPM77701/01000 | CABLE WITH CONNECTOR/SIGNAL CABLE | 1 | PCS
4515822900 | SGC97+54477202 | RNT44732/02 | CONNECTOR/Circular Power cable connector | 3 | PCS
4515993591 | SGC97+54687857 | KRC161619/1 | TRANSCEIVER/Radio 2219 B3;Radio Unit | 3 | PCS
ENCLOSURE 6150 set
|  | 20/BFM107206/1063 | ENCLOSURE 6150 | 1 | SET |  |  |  |  | ENCLOSURE 6150 set
|  | ECM-0991253228 | 12V AGM 150AH battery | 8 | PCS
GPS set
|  | RPM777381/02000 | CABLE WITH CONNECTOR/SIGNAL CABLE | 1 | PCS |  |  |  |  | GPS set
|  | KRE1012182/1 | ANTENNA/GPS Active Antenna | 1 | PCS
|  | RPM1191648/2 | EARTHING CABLE/16mm2,GNYE,2m,with 1 lug | 1 | PCS
|  | RPM777579/01500 | CABLE WITH CONNECTOR/SIGNAL CABLE | 1 | PCS
|  | SXK1092016/1 | ASSEMBLED PARTS/Light Wall and Pole clam | 1 | PCS
|  | RPM1191647/2 | EARTHING CABLE/16mm2,BK,2m,with 1 lug | 2 | PCS
|  | TSR951345/2 | CONNECTION CABLE/Jumper N(m)-N(m) 10m | 1 | PCS
|  | TSR951357/1500 | CONNECTION CABLE/Jumper N(m)-SMA(m) 1.5m | 1 | PCS
|  | SXK1091931/1 | ASSEMBLED PARTS/GPS Mount, Steel | 1 | PCS
|  | NGC90145 | SURGE ARRESTOR/Surge Arrestor | 1 | PCS
|  | NCD90156/1 | MODULE/GPS 03 01; GPS Receiver Unit | 1 | PCS
FEEDER 7/8 set
|  | ECM-SL078RALPE | Feeder Cable 7/8" Aluminium | 30m X 6 | M |  |  |  |  | FEEDER 7/8 set
|  | ECM-60K1CAC05B1 | CONNECTOR 7-16 DIN (F) FOR 7/8" CABLE | 12 | PCS
|  | ECM-SLGK004C05060 | Grounding Kit for 7/8" feeder cable | 12 | PCS
| RIU | KRC115032/2 | TRANSCEIVER/RIU (RET Interface Unit) | 3 | PCS
RBS6601+5216 NEW
| RBS6601+5216 NEW | 20/BFL901009/1728 | EQUIPPED CABINET/RBS 6601 ASO | 1 | EA | C970008324
|  | NTM2014090/2 | SET OF MATERIALS/External Alarm Interfac | 1 | PCS
|  | TPM1010027/15M | CABLE/TFL 252015/16 15m SPOOLED | 1 | PCS
|  | SXK111539/1 | MOUNTING SET/RACK SCREW KIT | 1 | PCS
R503 ONLY REUSE RBS6601
4515822900 | SGC97+54459669 | KDU137949/1 | PROCESSOR UNIT/Baseband R503; Auxiliary | 1 | PCS | D825870983
| CASCADE 5M | RPM2533512/5000 | CABLE WITH CONNECTOR/2F LC-LC SM | 1 | PCS
NEW BB6630 SET
|  | KDV127621/11 | COMBINED UNIT/Baseband 6630 with fan (se | 1 | PCS | D825870983 |  |  | TESTBED AT PINNACLE
|  | RPM919619/10000 | SIGNAL CABLE | 1 | PCS
|  | TPM1010027/15M | External Alarm Cable, 15m (MU) | 1 | PCS
|  | NTM2014090/2 | External Alarm Interface kit for the RBS 6601 with DIN rail | 1 | PCS
|  | RPM777528/02500 | CABLE WITH CONNECTOR/POWER CABLE | 1 | PCS
|  | RPM777291/02000 | CABLE WITH CONNECTOR/EARTH CABLE | 1 | PCS
|  | RPM77701/01000 | CABLE WITH CONNECTOR/SIGNAL CABLE | 1 | PCS
|  | KDV127621/11 | COMBINED UNIT/Baseband 6630 with fan (se | 1 | PCS | D825870983 |  |  | TESTBED AT PINNACLE
|  | RPM919619/10000 | SIGNAL CABLE | 1 | PCS
|  | TPM1010027/15M | External Alarm Cable, 15m (MU) | 1 | PCS
|  | NTM2014090/2 | External Alarm Interface kit for the RBS 6601 with DIN rail | 1 | PCS
|  | RPM 777528/02500 | CABLE WITH CONNECTOR/POWER CABLE | 1 | PCS
|  | RPM777291/02000 | CABLE WITH CONNECTOR/EARTH CABLE | 1 | PCS
|  | RPM77701/01000 | CABLE WITH CONNECTOR/SIGNAL CABLE | 1 | PCS
|  | RPM919619/10000 | SIGNAL CABLE | 1 | PCS |  | IN SOH
|  | CP-56414533 | PRODUCT PACKAGE/ERS and RBS 6000 Expansi (FAP23013) | 1 | PCS |  | NOT AVAILABLE IN SOH
|  | INF 903 6091/TC1 | Baseband 6630 CPRI port expander, 7-15 ports | 1 | PCS |  | NOT AVAILABLE IN SOH
|  | TPM1010027/15M | External Alarm Cable, 15m (MU) | 1 | PCS |  | IN SOH
|  | NTM2014090/2 | External Alarm Interface kit for the RBS 6601 with DIN rail | 1 | PCS |  | IN SOH
|  | CP-56414529 | PRODUCT PACKAGE/RBS 6000 HW Activation C (FAP1303294) | 1 | PCS |  | NOT AVAIBLE IN SOH
|  | INF 903 6091/TC1 | Baseband 6630 CPRI port expander, 7-15 ports | 1 | PCS |  | NOT AVAIBLE IN SOH
|  | RPM777291/02000 | EARTH POWER CABLE | 1 | PCS |  | IN SOH
DORIETHIA PIDILIS - 011 1050 6288 |  | FSO
SZE KIAT - 0168869579 |  | IEZZPRO
FAIRUZ - 018 258 7505 / VALLA - 014 627 6718 |  | TUMPAT
EDS
SELECT |  | SPAC
MATERIAL & DELIVERY/DISMANTLE |  | DATASCO
TRANSPORT SERVICES ONLY |  | DANCOM
MATERIAL ONLY/OWN COLLECTION |  | DDESA
ASP SELF COLLECTION |  | NERA
MATERIALS RESERVATIONS |  | TELEFINA
RETURN MATERIAL |  | SEATELCO
SELECT
AIR FREIGHT
SEA FREIGHT
TRUCK
COURIER
LORRY
PAN ASIA LOGISTICS MALAYSIA SDN BHD, RT CARGO WAREHOUSE, LOT 8- INDUSTRIAL ZONE 7, KKIP, SABAH
PAN ASIA LOGISTICS MALAYSIA SDN BHD, RT CARGO WAREHOUSE, LOT 1197, JALAN BAKO, 93450 KUCHING, SARAWAK
PAN ASIA LOGISTICS MALAYSIA SDN. BHD. MAPLETREE LOGISTICS HUB - SHAH ALAM (MLHSA). LOT NO 3, PERSIARAN JUBLI PERAK, SEKSYEN 22, 40300 SHAH ALAM, SELANGOR DARUL EHSAN
SELECT
CENTRAL
EASTERN
SABAH
SARAWAK
SELECT | SELECT
BAU | PO2 RDO
HAMMER17 | PO3 REFARMING
HAMMER18 | PO3 REFARMING NEW NEW
IBC | PO4 CLAWBACK15
CELCOM | PO5 BP77
PO6 BP710
PO7 CU Q1
PO8 CU Q4
PO9 CA17
PO10 CU Q2 P1
PO11 BP117
PO12 CU Q2 P2
PO13 BP264
PO14 CB16
PO15
PO16 CUQ3
PO1 REFARM56
PO2 LTE MAX
PO3 BP2018
PO5 CUQ1 H1B1
PO6 BP38
PO7 CUH1B2
PO8 CU H2B1
LTE ACCELERATED
IBC
CELCOM
MODERNIZED
CA OKV

## SUPPORT MATERIAL
CU Q1 | ECM-0709EWEW65XX02 | Triband L900/H1800/2100/2600 65░18dBi | 3 | EA | TB LHH
| RASO-ANT-0020 | XXPol,806-960/1710-2690 MHz,Dual-Band | 3 | EA | DB LH
| RASO-ANT-0017 | XXPol,2 x 1710-2690 MHz Dual Ultra-WB | 3 | EA | DB HH
| RASO-ANT-0021 | XXXPol,3x1710-2690 MHz Triple Ultra-WB | 3 | EA | TB HHH
CA2017 | ECM-ODI4-065R18J-G | QB HHHH | 3 | EA | COMBA QB HHHH
| RASO-ANT-0016 | XXPol,790-960/790-960 MHz,Ultra-wideband | 3 | EA | DB HH
| RASO-ANT-0014 | XXXXPol,2x(694-960)/2x(1710-2690)MHz,QB | 3 | EA | QB LLHH
| ECM-ODI4-065R18J-G | QB,Xp,4x1710-2690MHz,65,17.8/17.3 dBi,RE | 3 | EA | QB HHHH
| RASO-ANT-0015 | XXXXPol,694-960/3x(1710-2690)MHz,QB | 3 | EA | QB LHHH
RDO | RASO-ANT-0024 | Outdoor Directional QB Antenna-RCU | 3 | EA | QB LHHH
| RASO-ANT-0055 | QBXpol 698-960+1710-2690 65 16.7/17.9 | 3 |  | QB LHHH
| RASO-ANT-0023 | XXXXXPol,2x(694-960)/3x(1710-2690)MHz,PB | 3 | EA | PB LLHHH
| RASO-ANT-0025 | Outdoor Directional PB Antenna-RCU | 3 | EA | PB LHHHH
CA2017 | RASO-ANT-0058 | PENTABAND LHHHH | 3 | EA | COMBA PB LHHHH
| ECM-ANTBRKT3MT | antenna bracket-2 flexi arm(76mmx3m)boom | 3 | SET
| RASO-ANT-0011 | RET Cable 3m | 3 | PCS
| ECM-LC08-475-3000 | 4.3-10 male to DIN male, 3 meters 1/2ö superflexi jumper | 6 | PCS | JUMPER FOR RRU 2217 / 2217
| ECM-LC081133000 | JUMPER DIN MALE DIN MALE - 3 meters | 12 | PCS | JUMPER COMMON
| RASO-ANT-0059 | COMBA RET CABLE 3m | 3 | PCS | COMBA RET
| RASO-ANT-0012 | RET Cable 5m | 3 | PCS | COMBA RET
| ECM-SL078RALPE | Feeder Cable 7/8" Aluminium |  | M | 7/8"
| ECM-60K1CAC05B1 | CONNECTOR 7-16 DIN (F) FOR 7/8" CABLE |  | PCS
| ECM-SLGK004C05060 | Grounding Kit for 7/8" feeder cable |  | PCS
| ECM-SL158RAPE | Feeder Cable 1 5/8" Aluminium |  | M | 1 5/8"
| ECM-60K1D7C07B1 | 7/16 Connector (F)1 5/8"Aluminium feeder |  | PCS
| ECM-SLGK004C07060 | Grounding Kit for 1 5/8" feeder cable |  | PCS
| ECM-SL012SPE | Feeder 1/2" Cable Superflex |  | MTR | 1/2"
| ECM-60S1C7C08N1 | CONN 7-16 DIN(M) STRGT FR 1/2" SuperFlex |  | PCS
| ECM-64S1C7-C08N1 | 4.3-10 male for 1/2� superflexi (Straight plug) |  | PCS
| TFL492325/300M | POWER CABLE/2x10 mm2;UL;LSOH;Alu+Cu-scre | 70m x 6 | MTR | POWER CABLE
| ECM-LTTBABS2838 | Fiber Overlength box | 2 | EA | FOB
| ECM-ESR4856ABS | Rectifier 2.7kW ESR48/56A B-S | 1 | PCS | RECTIFIER MODULE
| ECM-DD300R-05A-B-S | DCDU | 1 | PCS | DCDU
| ECM-ESAA150ACB010 | INDOOR RECTIFIER 2.9 kWa | 1 | SET | INDOOR RECTIFIER
| ECM-0991253228 | 12V AGM 150AH battery | 8 | PCS
| ECM-ESOA300ACB010 | Outdoor power system - 2900W-ESOA300ACBD | 1 | SET | SBOC 2.9kWA
| ECM-ESOA300BCBD01 | SINGLEBAY BOC 2.3 kWa | 1 | SET | SBOC 2.3kWA
| ECM-CGT12-125X | 12V GEL 125AH Battery | 8 | PCS | 2 BANK
| ECM-0991253228 | 12V AGM 150AH battery | 8 | PCS | BATT 150AH 2 BANK
| SXK1250245/1 | ASSEMBLED PARTS/MOUNTING KIT (MK mast br | 8 | PCS | RRU13/32 BRACKET
| SXK1252540/1 | ASSEMBLED PARTS/MOUNTING KIT | 8 | PCS | RRU2217/2219 BRACKET
| RPM2533512/10M | 2F LC-LC SM | 1 | PCS | ADDITIONAL
| RDH10265/2 | OPTICAL TRANSCEIVER/SFP+ SM 10.3Gb/s 1.4 | 2 | EA | ADDITIONAL
OIL 100M | RPM2531610/100M | CABLE WITH CONNECTOR/2F LC(FullAXS)-LC S | 1 | EA
CASCADE 10M | RPM2533512/10M | 2F LC-LC SM | 1 | PCS
CASCADE 20M | RPM2530292/20M | CONNECTION CABLE/2F LC-LC SM RRUS02, RRU | 2 | PCS
OIL 100M | RASO-IMT-9025 | OIL CABLE 100m | 1 | PCS
CASCADE 20M | ECM-L98B-906-20000 | CASCADE CABLE 20m | 2 | PCS
2217 DC CONNECTOR | RNY10487/1 | ACCESSORIES/Connector | 1 | EA
2217/2219 DC CONNECTOR | RNT44732/02R1B | CONNECTOR/Circular Power cable connector | 1 | EA
6601+5212 | 20/BFL901009/777 | EQUIPPED CABINET/RBS 6601 ASO | 1 | EA
6601+5212 | 20/BFL901009/821 | EQUIPPED CABINET/RBS 6601 ASO | 1 | EA
6601+5216 | 20/BFL901009/819 | EQUIPPED CABINET/RBS 6601 ASO | 1 | EA
RBS6601+5216 NEW | 20/BFL901009/1728 | EQUIPPED CABINET/RBS 6601 ASO | 1 | EA
RBS6601+5212 NEW | 20/BFL901009/1732 | EQUIPPED CABINET/RBS 6601 ASO | 1 | EA
RBS 6601 SUBRACK | NTM1012589/1 | SET OF MATERIALS/6601 subrack kit v2,-48 | 1 | EA
BB5212 | KDU137925/31 | PROCESSOR UNIT/Baseband 5216; Digital Un | 1 | EA
BB5216 | KDU137925/41 | PROCESSOR UNIT/Baseband 5212; Digital Un | 1 | EA

## z
|  | SA |  | SB |  | SK |  | Total TX | Total AVAILABLE
CODE | DESCRIPTION | TX | QTY' | TX | QTY' | TX | QTY'
1/BFL901009/4 | EQUIPPED MAGAZINE/SUP 6601; Equipped mag |  |  | 0 | 2 |  |  | 0 | 2
1/KEP813102 | SWITCHING EQUIPMENT/AC meter 3-ph | 0 | 6 |  |  |  |  | 0 | 6
1/NSD20103/50 | FOUNDATION/FOUNDATION/BYB 501 | 0 | 2 |  |  |  |  | 0 | 2
11/BYB501180 | SIDE PLATE/Side plate BYB501 H=1800 | 0 | 1 |  |  |  |  | 0 | 1
20/BFL901009/1728 | EQUIPPED CABINET/RBS 6601;ASO |  |  | 0 | 22 | 0 | 12 | 0 | 34
20/BFL901009/1732 | EQUIPPED CABINET/RBS 6601 ASO |  |  | 0 | 3 |  |  | 0 | 3
20/BFL901009/760 | EQUIPPED CABINET/RBS 6601;ASO |  |  | 0 | 1 |  |  | 0 | 1
20/BFL901009/777 | EQUIPPED CABINET/RBS 6601;ASO |  |  | 0 | 6 | 0 | 0 | 0 | 6
20/BFL901009/819 | EQUIPPED CABINET/RBS 6601 ASO |  |  |  |  | 0 | 1 | 0 | 1
20/BFM107206/1063 | EQUIPPED CABINET/Enclosure 6150;ASO | 0 | 1 | 0 | 7 |  |  | 0 | 8
303/BFM901290 | EQUIPPED CABINET/RBS 6201;AGO |  |  |  |  | 0 | 4 | 0 | 4
305/BFL901009 | EQUIPPED CABINET/RBS 6601;AGO | 0 | 3 | 0 | 9 | 0 | 4 | 0 | 16
38/BYB501180/1 | BACK COVER/Back cover perforated 400mm | 0 | 1 |  |  |  |  | 0 | 1
39/BYB501/1 | END COVER2/Air guide set for top of BYB | 0 | 3 |  |  |  |  | 0 | 3
6/KEP813102 | SWITCHING EQUIPMENT/General purpose rela | 0 | 17 |  |  |  |  | 0 | 17
7/NTM201201 | INSTALLATION KIT/Common installation mat | 0 | 2 |  |  |  |  | 0 | 2
78/SBA121060/0160 | SCREW/SCREW MRT-LME M 6X16 ST FZB | 0 | 2 |  |  |  |  | 0 | 2
85005592 | H&S Optic Cable 20M RPM 253 1610 | 0 | 20 |  |  |  |  | 0 | 20
85005593 | H&S Optic Cable 30M RPM 253 1610 | 0 | 2 |  |  |  |  | 0 | 2
85005595 | H&S Optic Cable 50M RPM 253 1610 | 0 | 2 |  |  |  |  | 0 | 2
85005597 | H&S Optic Cable 100M RPM 253 1610 | -200 | 610 | 100 | 26 | 100 | 278 | 0 | 914
85006586 | OPTICAL FIBER CBL SM LCD FXS-LCD FXS 20M | -200 | 412 | 100 | 0 | 100 | 306 | 0 | 718
BAY111501/4 | INSTALLATION KIT/BACK COVER,DOOR Single | 0 | 1 |  |  |  |  | 0 | 1
BFD101131/2 | EQUIPPED MAGAZINE/R 6672 DC Unit | 0 | 1 |  |  |  |  | 0 | 1
BKV301216/156 | FAN/Axial fan, 48 VDC, 52 W, 171.5 x 50. | 0 | 2 |  |  |  |  | 0 | 2
BML901373/2 | POWER SUPPLY/AC/DC -54V 100W, Portable | 0 | 2 |  |  |  |  | 0 | 2
E15V90P3201 | QUADPLEXER LHHH |  |  | 0 | 3 |  |  | 0 | 3
ECM-00-KX02A(3) | AISG Cont Cable,3m,2 x 8pin conn,1M+1F | -49 | 263 | 40 | 109 | 9 | 186 | 0 | 558
ECM-0709EWEW65XX02 | Triband L900/H1800/2100/2600 65°18dBi | 0 | 1 |  |  |  |  | 0 | 1
ECM-0991253228 | 12V AGM 150AH battery | 0 | 83 | 0 | 46 |  |  | 0 | 129
ECM-53K1D7C07N1 | CONNECTOR N(F) FOR 1 5/8""CABLE | 0 | 12 |  |  |  |  | 0 | 12
ECM-60K1CAC05B1 | CONNECTOR 7-16 DIN (F) FOR 7/8"" CABLE | 0 | 1450 | 0 | 411 | 0 | 300 | 0 | 2161
ECM-60K1D7C07B1 | 7/16 Connector (F)1 5/8""Aluminium feeder |  |  | 0 | 8 | 0 | 12 | 0 | 20
ECM-60S1C7C08N1 | CONN 7-16 DIN(M) STRGT FR 1/2"" SuperFlex | 0 | 1268 | 0 | 730 | 0 | 264 | 0 | 2262
ECM-64S1C7-C08N1 | 4.3-10 male-1/2"" superflex Straight plug | 0 | 784 | 0 | 371 | 0 | 364 | 0 | 1519
ECM-ANTBRKT3MT | antenna bracket-2 flexi arm(76mmx3m)boom | 0 | 229 | 0 | 155 | 0 | 158 | 0 | 542
ECM-CB-4-GDWEDF08G | Quadplexer with DC bypass | -24 | 55 | 0 | 33 | 24 | 0 | 0 | 88
ECM-CGT12-125X | 12V GEL 125AH Battery | 0 | 49 |  |  |  |  | 0 | 49
ECM-DD300R-05A-B-S | 1U PDU con. of DC bre. 1x16A,6x25A,3x30A |  |  | 0 | 5 | 0 | 5 | 0 | 10
ECM-ESAA150BCBA01 | Indoor power system- 2300W - ESAA150BCBA | 2 | 2 | 0 | 3 | 0 | 3 | 2 | 8
ECM-ESOA300ACB0102 | Rectifier 1.7kW | 0 | 3 | 0 | 14 | 0 | 7 | 0 | 24
ECM-ESOA300BCBD01 | ECM-ESOA300BCBD01 |  |  | 0 | 2 |  |  | 0 | 2
ECM-ESR4856CGA | Rectifier2.9kWESR48/56BC-G- | 0 | 28 |  |  | 0 | 10 | 0 | 38
ECM-EXTRM-10070H | SFP 10/100/1000BASE-T , CAT5 cable 100m | 0 | 19 |  |  |  |  | 0 | 19
ECM-G7W8W8W8W8X65V | Penta-Band 5XPol, 694-960/4X1710-2690 MH |  |  | 0 | 1 |  |  | 0 | 1
ECM-HM-3-7F-DF-02 | 698-2700MHz, 3dB Hybrid | 0 | 3 |  |  |  |  | 0 | 3
ECM-L-100-DM | Termination Load,100W,Din male connector | 0 | 6 |  |  | 0 | 6 | 0 | 12
ECM-L98B755100M | OIL cable 100m (RPM 253 3577) | 0 | 128 | 0 | 9 |  |  | 0 | 137
ECM-L98B-906-20000 | Fiber Optic LCD(RFE)2FG657-LCD(RFE)=20m |  |  | 0 | 2 | 0 | 3 | 0 | 5
ECM-LC081133000 | JUMPER DIN MALE DIN MALE - 3 meters | -300 | 2850 | 200 | 305 | 100 | 85 | 0 | 3240
ECM-LC081135000 | JUMPER DIN MALE DIN MALE - 5 meters | 0 | 297 |  |  |  |  | 0 | 297
ECM-LC08-475-3000 | 4.3-10 maleDIN male,3m1/2""superflex jump | -100 | 1967 | 0 | 175 | 100 | 120 | 0 | 2262
ECM-LC08-475-5000 | 4.3-10 male-DINmale,5M 1/2’ SFLEX jumper |  |  |  |  | 0 | 18 | 0 | 18
ECM-LTTBABS2838 | Fiber Overlength box | 0 | 555 | 0 | 586 | 0 | 449 | 0 | 1590
ECM-ODI4-065R18J-G | QB,Xp,4x1710-2690MHz,65,17.8/17.3 dBi,RE |  |  | 0 | 27 | 0 | 6 | 0 | 33
ECM-ROS-090 | RET CABLE 100M |  |  |  |  | 0 | 1 | 0 | 1
ECM-SL012SPE | Feeder ½"" Cable Superflex | 0 | 22 | 0 | 107 | 0 | 233 | 0 | 362
ECM-SL078RALPE | Feeder Cable 7/8"" Aluminium | 0 | 91 | 0 | 4927 | 0 | 2125 | 0 | 7143
ECM-SL158RAPE | Feeder Cable 1 5/8"" Aluminium | 0 | 299 | 0 | 3050 | 0 | 1016 | 0 | 4365
ECM-SLGK004C05060 | Grounding Kit for 7/8"" feeder cable | 0 | 1322 | 0 | 437 | 0 | 282 | 0 | 2041
ECM-SLGK004C07060 | Grounding Kit for 1 5/8"" feeder cable | 0 | 243 |  |  | 0 | 125 | 0 | 368
FAB1021639/01 | SALES OBJECT/1/4"" RF Cable 300m drum | 0 | 3300 |  |  |  |  | 0 | 3300
KDU127170/2 | PROCESSOR UNIT/ESC 02 01; Ericsson Site, | 0 | 6 |  |  |  |  | 0 | 6
KDU127174/3 | PROCESSOR UNIT/DUW 31 01;Digital Unit | 0 | 1 |  |  |  |  | 0 | 1
KDU137739/1 | PROCESSOR UNIT/TCU 02 01;Transport Conne | 0 | 1 | 0 | 1 |  |  | 0 | 2
KDU137925/31 | PROCESSOR UNIT/Baseband 5216; Digital Un | 0 | 10 | 0 | 13 | 0 | 10 | 0 | 33
KDU137925/41 | PROCESSOR UNIT/Baseband 5212; Digital Un | 0 | 100 | 0 | 47 | 0 | 29 | 0 | 176
KDU137949/1 | PROCESSOR UNIT/Baseband R503; Auxiliary | -8 | 36 | 5 | 0 | 3 | 0 | 0 | 36
KDV127621/11 | COMBINED UNIT/Baseband 6630 with fan (se | 0 | 6 |  |  |  |  | 0 | 6
KEB55002/1 | DETECTOR/Door alarm, Megnetic contact wi | 0 | 6 |  |  |  |  | 0 | 6
KET10951/1 | TEMPERATURE SENSOR/Temp sensor - RJ11 | 0 | 11 |  |  |  |  | 0 | 11
KET10959/1 | SENSOR/Fuel sensor | 0 | 5 |  |  |  |  | 0 | 5
KRC115032/2 | TRANSCEIVER/RIU (RET Interface Unit) | 0 | 101 | 0 | 20 | 0 | 2 | 0 | 123
KRC115108/1 | TRANSCEIVER/RMU 4.3-10 INT CABLE | 0 | 44 | 0 | 14 |  |  | 0 | 58
KRC161262/2 | TRANSCEIVER/RRUS 12 B8;Radio Unit, Type | 0 | 0 |  |  |  |  | 0 | 0
KRC161428/1 | TRANSCEIVER/Radio 2217 B7;Radio Unit | -29 | 70 | 20 | 6 | 9 | 8 | 0 | 84
KRC161466/2 | TRANSCEIVER/RRUS 13 B1;Radio Unit, Type | 0 | 0 | 0 | 26 |  |  | 0 | 26
KRC161469/2 | TRANSCEIVER/RRUS 13 B3;Radio Unit | 0 | 1 | 0 | 3 | 0 | 1 | 0 | 5
KRC161473/2 | TRANSCEIVER/RRUS 13 B7;Radio Unit, Type | 0 | 0 |  |  |  |  | 0 | 0
KRC161488/1 | TRANSCEIVER/Radio 2203 B3;Radio Unit | 0 | 4 |  |  |  |  | 0 | 4
KRC161495/1 | TRANSCEIVER/Radio 4415 B7 |  |  | 0 | 6 | 0 | 8 | 0 | 14
KRC161548/1 | TRANSCEIVER/Radio 2217 B8;Radio Unit |  |  |  |  | 0 | 4 | 0 | 4
KRC161609/2 | TRANSCEIVER/Radio 2205 B46 full band | 0 | 3 |  |  |  |  | 0 | 3
KRC161619/1 | TRANSCEIVER/Radio 2219 B3;Radio Unit | -35 | 8 | 0 | 80 | 35 | 47 | 0 | 135
KRC161622/1 | TRANSCEIVER/Radio 2219 B1;Radio Unit | -20 | 25 | 0 | 4 | 20 | 15 | 0 | 44
KRC161637/1 | TRANSCEIVER/Radio 4415 B3;Radio Unit | -27 | 27 | 20 | 19 | 7 | 42 | 0 | 88
KRC161670/1 | TRANSCEIVER/Radio 2219 B8;Radio Unit | -80 | 18 | 0 | 93 | 80 | 57 | 0 | 168
KRC161726/1 | TRANSCEIVER/Radio 2242 B1 B3;Radio Unit | 0 | 3 |  |  |  |  | 0 | 3
KRC161753/1 | TRANSCEIVER/Radio 4443 B1 B3;Radio Unit | 0 | 3 |  |  |  |  | 0 | 3
KRD901059/4 | TRANSCEIVER/AIR 5121 B257A;Radio Unit | 0 | 5 |  |  |  |  | 0 | 5
KRD901060/82 | TRANSCEIVER/RBS 6402 | 0 | 2 |  |  |  |  | 0 | 2
KRE1012182/1 | ANTENNA/GPS Active Antenna | 0 | 3 |  |  | 0 | 1 | 0 | 4
KRF102301/10 | FILTER UNIT/Diplex 698-2200+B7/B41 (8-4) |  |  | 0 | 38 | 0 | 40 | 0 | 78
KRY112206/2 | AMPLIFIER/TTMF 900E (B8) SB |  |  | 0 | 7 |  |  | 0 | 7
KRY112208/1 | AMPLIFIER/TTMF 1800 (B3) |  |  | 0 | 7 |  |  | 0 | 7
KRY901345/2 | Outdoor Directional PB Antenna-RCU | 0 | 1 |  |  |  |  | 0 | 1
KRY901369/2 | ACCESSORIES/Support 6504;Dual DC FAN Sup | 0 | 2 |  |  |  |  | 0 | 2
LC08-C495-3000 | 4.3-10 MALE / 4.3-10 MALE JUMPER 3m | 0 | 104 | 0 | 390 | 0 | 464 | 0 | 958
MB-4W8X33V-00 | TWINBEAM HIGHBAND 8 PORT | -29 | 84 | 20 | 2 | 9 | 1 | 0 | 87
MB-6W8X33V-00 | 6XPol, 6 x (1710-2690) MHz | 0 | 1 |  |  |  |  | 0 | 1
NCD90145/1 | CONNECTION BOX/Vent Box | 0 | 6 |  |  |  |  | 0 | 6
NCD90156/1 | MODULE/GPS 03 01; GPS Receiver Unit | 0 | 3 |  |  | 0 | 1 | 0 | 4
NFD30234/08 | OVERVOLTAGE ARRESTER/OVP-ALM 8 | 0 | 6 |  |  |  |  | 0 | 6
NGC90145 | SURGE ARRESTOR/Surge Arrestor | 0 | 3 |  |  | 0 | 1 | 0 | 4
NGT21104/6 | EARTHING SET/dia 7.6mm Earthing Kit | 0 | 8 |  |  |  |  | 0 | 8
NGT90128/1 | EARTHING SET/1/4"" grounding kit, Alu and |  |  |  |  | 0 | 1 | 0 | 1
NTB1010201/1 | QUANTITY PACKAGE/Cable Bushing | 0 | 5 |  |  |  |  | 0 | 5
NTB1010271/2 | QUANTITY PACKAGE/DCDU 1U Con cables | 0 | 2 |  |  |  |  | 0 | 2
NTB1010381/1 | MARKING SET/Main Remote 6-Sector | 0 | 2 |  |  |  |  | 0 | 2
NTM1011856/5 | MOUNTING SET/Cabling Brackets/Mtg. Kit 1 | 0 | 1 |  |  |  |  | 0 | 1
NTM1012589/1 | SET OF MATERIALS/6601 subrack kit v2,-48 | -8 | 216 | 5 | 96 | 3 | 30 | 0 | 342
NTM2012426 | SEALING SET/Sealing of Connectors,Outdoo | 0 | 6 |  |  | 0 | 3 | 0 | 9
NTM2014090/2 | SET OF MATERIALS/External Alarm Interfac | -8 | 78 | 5 | 58 | 3 | 6 | 0 | 142
NTM2014156/3 | SET OF MATERIALS/Fiber Clamp, 3 fiber-3 | 0 | 36 |  |  |  |  | 0 | 36
NTM203219/10 | SET OF MATERIALS/Clamp Kit 7,6 mm 10 pcs | 0 | 4 |  |  | 0 | 3 | 0 | 7
NTM503019 | SET OF MATERIALS/DIN rail for 19 | 0 | 5 |  |  |  |  | 0 | 5
NTM50326/92 | SET OF MATERIALS/For "Raised floor" | 0 | 1 |  |  |  |  | 0 | 1
ODI065R16M17JJJJGQ | PENTABAND LHHHH | 0 | 0 | 0 | 12 | 0 | 36 | 0 | 48
RASO-ANT-0011 | RET Cable 3m | 0 | 97 | 0 | 171 | 0 | 21 | 0 | 289
RASO-ANT-0012 | RET Cable 5m | 0 | 101 | 0 | 2 |  |  | 0 | 103
RASO-ANT-0014 | XXXXPol,2x(694-960)/2x(1710-2690)MHz,QB | 0 | 30 | 0 | 31 | 0 | 36 | 0 | 97
RASO-ANT-0023 | XXXXXPol,2x(694-960)/3x(1710-2690)MHz,PB | 0 | 30 | 0 | 39 | 0 | 39 | 0 | 108
RASO-ANT-0024 | Outdoor Directional QB Antenna-RCU |  |  |  |  | 0 | 4 | 0 | 4
RASO-ANT-0055 | QBXpol 698-960+1710-2690 65 16.7/17.9 | 0 | 1 |  |  |  |  | 0 | 1
RASO-ANT-0058 | PB,Xp,698-960+(4x)1710-2690,65°16.7/18/1 |  |  | 0 | 2 | 0 | 3 | 0 | 5
RASO-ANT-0059 | AISG Control Cable (3 meters) | 0 | 20 | 0 | 7 |  |  | 0 | 27
RASO-IMT-9025 | OIL cable, single mode, LCD-LCD RFE,100m |  |  | 0 | 1 |  |  | 0 | 1
RASO-IMT-9027 | OIL cable, single mode, LCD - LCD RFE, 150m | 0 | 5 | 0 | 9 | 0 | 1 | 0 | 15
RASO-IMT-9031 | OIL cable, single mode, LCD - LCD RFE, 250m |  |  | 0 | 2 |  |  | 0 | 2
RASO-IMT-9033 | OILcable,singlemode,LCD-LCDRFE,300m | 0 | 2 |  |  |  |  | 0 | 2
RASO-IMT-9034 | OIL cable, single mode, LCD - LCD RFE, 30m | 0 | 20 | 0 | 18 |  |  | 0 | 38
RASO-IMT-9038 | OIL cable, single mode, LCD-LCD RFE, 70m | 0 | 1 |  |  |  |  | 0 | 1
RDH10247/2 | OPTICAL TRANSCEIVER/SFP CPRI & 1000BASE- | 0 | 113 | 0 | 117 | 0 | 2 | 0 | 232
RDH10250/11 | OPTICAL TRANSCEIVER/SFP+ MM 10GB-SR 2-30 | 0 | 2 |  |  |  |  | 0 | 2
RDH10265/2 | OPTICAL TRANSCEIVER/SFP+ SM 10.3Gb/s 1.4 | -156 | 1317 | 100 | 448 | 56 | 476 | 0 | 2241
RDH901002/1 | OPTICAL TRANSCEIVER/100/1000 TX SSR, SFP | 0 | 2 |  |  |  |  | 0 | 2
RNT44732/02 | CONNECTOR/Circular Power cable connector | -191 | 825 | 40 | 376 | 151 | 132 | 0 | 1333
RNT44738/03 | CONNECTOR/Circular Power Connector 2-pos | 0 | 4 |  |  |  |  | 0 | 4
RNY10487/1 | ACCESSORIES/Power Adapter | -40 | 761 | 40 | 52 | 0 | 37 | 0 | 850
RPM1136127/1000 | CABLE WITH CONNECTOR/RJ45(8)-RJ45(8) 1m | 0 | 41 |  |  |  |  | 0 | 41
RPM1191647/2 | EARTHING CABLE/16mm2,BK,2m,with 1 lug | 0 | 4 |  |  | 0 | 2 | 0 | 6
RPM1191648/2 | EARTHING CABLE/16mm2,GNYE,2m,with 1 lug | 0 | 2 |  |  |  |  | 0 | 2
RPM251120/30M | CONNECTION CABLE/Open end 32xE1 LFH cabl | 0 | 2 |  |  |  |  | 0 | 2
RPM2530292/100M | CONNECTION CABLE/2F LC-LC SM RRUS02, RRU |  |  | 0 | 62 | 0 | 136 | 0 | 198
RPM2530292/20M | CONNECTION CABLE/2F LC-LC SM RRUS02, RRU | 0 | 99 | 0 | 92 |  |  | 0 | 191
RPM2530292/5000 | CONNECTION CABLE/2F LC-LC SM RRUS02, RRU | 0 | 48 |  |  |  |  | 0 | 48
RPM2531610/100M | CABLE WITH CONNECTOR/2F LC(FullAXS)-LC S | -40 | 517 | 40 | 187 | 0 | 0 | 0 | 704
RPM2531610/20M | CABLE WITH CONNECTOR/2F LC(FullAXS)-LC S | 0 | 9 |  |  |  |  | 0 | 9
RPM2531610/50M | CABLE WITH CONNECTOR/2F LC(FullAXS)-LC S | 0 | 1 |  |  |  |  | 0 | 1
RPM2531611/100M | CABLE WITH CONNECTOR/2F LC(FullAXS)-LC M |  |  | 0 | 33 | 0 | 30 | 0 | 63
RPM2533512/1000 | CABLE WITH CONNECTOR/2F LC-LC SM | 0 | 63 | 0 | 2 |  |  | 0 | 65
RPM2533512/100M | CABLE WITH CONNECTOR/2F LC-LC SM | 0 | 16 | 0 | 69 |  |  | 0 | 85
RPM2533512/10M | CABLE WITH CONNECTOR/2F LC-LC SM |  |  | 0 | 60 | 0 | 57 | 0 | 117
RPM2533512/2000 | CABLE WITH CONNECTOR/2F LC-LC SM | 0 | 6 |  |  |  |  | 0 | 6
RPM2533512/5000 | CABLE WITH CONNECTOR/2F LC-LC SM | 0 | 111 | 0 | 55 | 0 | 33 | 0 | 199
RPM2533512/50M | CABLE WITH CONNECTOR/2F LC-LC SM |  |  | 0 | 18 | 0 | 6 | 0 | 24
RPM2533513/100M | CABLE WITH CONNECTOR/2F LC-LC MM 50um |  |  | 0 | 132 |  |  | 0 | 132
RPM5132362/20M | CABLE WITH CONNECTOR/2F LC(J-Connector)- | 0 | 40 | 0 | 40 | 0 | 78 | 0 | 158
RPM77701/00250 | CABLE WITH CONNECTOR/SIGNAL CABLE | 0 | 1 |  |  |  |  | 0 | 1
RPM77701/00300 | CABLE WITH CONNECTOR/SIGNAL CABLE | 0 | 37 |  |  |  |  | 0 | 37
RPM77701/00750 | CABLE WITH CONNECTOR/SIGNAL CABLE | 0 | 12 |  |  |  |  | 0 | 12
RPM77701/01000 | CABLE WITH CONNECTOR/SIGNAL CABLE | -8 | 238 | 5 | 12 | 3 | 30 | 0 | 280
RPM77701/02000 | CABLE WITH CONNECTOR/SIGNAL CABLE | 0 | 29 |  |  |  |  | 0 | 29
RPM777193/00200 | CABLE WITH CONNECTOR/DC POWER CABLE | -8 | 4 | 5 | 10 | 3 | 47 | 0 | 61
RPM777193/00200R1 | CABLE WITH CONNECTOR/DC POWER CABLE | 0 | 36 |  |  |  |  | 0 | 36
RPM777193/01300 | CABLE WITH CONNECTOR/DC POWER CABLE | 0 | 1 |  |  |  |  | 0 | 1
RPM777211/01500 | CABLE WITH CONNECTOR/SIGNAL CABLE | 0 | 13 |  |  |  |  | 0 | 13
RPM777211/01800 | CABLE WITH CONNECTOR/SIGNAL CABLE | 0 | 3 |  |  |  |  | 0 | 3
RPM777263/01000 | CABLE WITH CONNECTOR/SIGNAL CABLE | 0 | 2 |  |  |  |  | 0 | 2
RPM777263/01800 | CABLE WITH CONNECTOR/SIGNAL CABLE | 0 | 6 |  |  |  |  | 0 | 6
RPM777274/01800 | CABLE WITH CONNECTOR/SIGNAL CABLE | 0 | 126 |  |  |  |  | 0 | 126
RPM777279/01000 | CABLE WITH CONNECTOR/SIGNAL CABLE | 0 | 4 |  |  |  |  | 0 | 4
RPM777291/02000 | CABLE WITH CONNECTOR/EARTH CABLE | -8 | 746 | 5 | 43 | 3 | 29 | 0 | 818
RPM777298/20000 | CABLE WITH CONNECTOR/DC POWER CABLE | 0 | 4 |  |  |  |  | 0 | 4
RPM777341/00300 | CABLE WITH CONNECTOR/SIGNAL CABLE | 0 | 6 |  |  |  |  | 0 | 6
RPM777381/02000 | CABLE WITH CONNECTOR/SIGNAL CABLE | 0 | 4 |  |  | 0 | 2 | 0 | 6
RPM777405/00700 | CABLE WITH CONNECTOR/SIGNAL AND POWER CA | 0 | 10 |  |  |  |  | 0 | 10
RPM777526/01800 | CABLE WITH CONNECTOR/POWER CABLE | 0 | 2 |  |  |  |  | 0 | 2
RPM777528/01000 | CABLE WITH CONNECTOR/POWER CABLE | 0 | 2 |  |  |  |  | 0 | 2
RPM777528/02500 | CABLE WITH CONNECTOR/POWER CABLE | 0 | 4 |  |  |  |  | 0 | 4
RPM777554/00500 | CABLE WITH CONNECTOR/POWER CABLE | 0 | 30 |  |  |  |  | 0 | 30
RPM777554/15000 | CABLE WITH CONNECTOR/POWER CABLE | 0 | 1 |  |  |  |  | 0 | 1
RPM777555/05000 | CABLE WITH CONNECTOR/POWER AND SIGNAL CA | 0 | 24 |  |  |  |  | 0 | 24
RPM777579/01500R1 | CABLE WITH CONNECTOR/SIGNAL CABLE | 0 | 6 |  |  |  |  | 0 | 6
RPM919619/10000 | CABLE WITH CONNECTOR/SIGNAL CABLE | 0 | 578 | 0 | 1 |  |  | 0 | 579
RPM919665/02400 | COAXIAL CABLE/SMA (m)-SMA (m) outdoor | 0 | 18 |  |  |  |  | 0 | 18
RPM919750/30M | COAXIAL CABLE/Coaxial Cable | 0 | 2 |  |  |  |  | 0 | 2
RPT899271/1 | CONNECTOR/Andrew, 1/4"" N-Connector (m) |  |  |  |  | 0 | 2 | 0 | 2
RYT921612/1 | MICROCIRCUIT/SFP GB-TX¿ RJ45 SGMII Ether | 0 | 6 |  |  |  |  | 0 | 6
SDF107236/001 | COVER/COVER for Outdoor application (sha | 0 | 23 |  |  |  |  | 0 | 23
SEF1031316/1 | MOUNTING BRACKET/OVP Base Unit, PT 4x1-B | 0 | 10 |  |  |  |  | 0 | 10
SEF901304/1 | BRACKET/RAIL BRACKET | -58 | 878 | 40 | 289 | 18 | 445 | 0 | 1612
SEF901305/0180 | BRACKET/RAIL | -58 | 953 | 40 | 269 | 18 | 396 | 0 | 1618
SET10306 | CABLE CLAMP/CABLE CLAMP B=2,5 L=142 NATU | 0 | 5 |  |  |  |  | 0 | 5
S-WAVE-ACU-002-DV6 | Rosenberger RET |  |  | 0 | 32 |  |  | 0 | 32
S-WAVE-ACU-002-DV8 | Rosenberger RET |  |  |  |  | 0 | 1 | 0 | 1
SXA1060216/15 | FLOOR PANEL/EQ 2xBYB501 600x800, 4 cut-o | 0 | 1 |  |  |  |  | 0 | 1
SXA1342193/2 | MECHANICAL COMPONENT/Dummy 31 (Plastic v | 0 | 79 | 0 | 22 | 0 | 40 | 0 | 141
SXA210404/1 | CABLE SHELF/Shelf H=25 mm, | 0 | 13 |  |  |  |  | 0 | 13
SXA2152668/1 | BRACKET/Right bracket | 0 | 12 |  |  |  |  | 0 | 12
SXA2154174/1 | MECHANICAL COMPONENT/Guide Rail DUX | 0 | 2 |  |  |  |  | 0 | 2
SXK1091931/1 | ASSEMBLED PARTS/GPS Mount, Steel | 0 | 3 |  |  | 0 | 1 | 0 | 4
SXK1092016/1 | ASSEMBLED PARTS/Light Wall and Pole clam | 0 | 4 |  |  |  |  | 0 | 4
SXK111539/1 | MOUNTING SET/RACK SCREW KIT | -8 | 218 | 5 | 184 | 3 | 117 | 0 | 519
SXK1250245/1 | ASSEMBLED PARTS/MOUNTING KIT (MK mast br | 0 | 35 | 0 | 9 | 0 | 62 | 0 | 106
SXK1252540/1 | ASSEMBLED PARTS/MOUNTING KIT | -191 | 455 | 40 | 281 | 151 | 278 | 0 | 1014
TFL492324/500M | POWER CABLE/2x6 mm2;UL;LSOH;Alu+Cu-scree |  |  | 0 | 161 |  |  | 0 | 161
TFL492325/100M | POWER CABLE/2x10 mm2;UL;LSOH;Alu+Cu-scre |  |  | 0 | 200 |  |  | 0 | 200
TFL492325/300M | POWER CABLE/2x10 mm2;UL;LSOH;Alu+Cu-scre | -20000 | 129442 | 10000 | 21027 | 10000 | 6007 | 0 | 156476
TFL90117/24 | CABLE/2x6mm2 (10AWG) 600V 90C UL 10 m co | 0 | 27 |  |  |  |  | 0 | 27
TPM1010027/15M | CABLE/TFL 252015/16 15m SPOOLED | 0 | 126 | 0 | 62 | 0 | 11 | 0 | 199
TPM1010030/30M | CABLE/TFL 252 017/002¿¿ 30m¿ outdoor¿ SP | 0 | 6 |  |  |  |  | 0 | 6
TQB-609016/Q172718DEI-65FT2 | TQB-609016/Q172718DEI-65FT2 | 0 | 1 |  |  |  |  | 0 | 1
TSR3119177/5000 | OPT.CABLE W. CONNECT/SC-SC 5m DSM | 0 | 2 |  |  |  |  | 0 | 2
TSR432151/10M | CONNECTION CABLE/Signal Cable | 0 | 27 |  |  |  |  | 0 | 27
TSR432151/2000 | CONNECTION CABLE/Signal Cable | 0 | 20 |  |  |  |  | 0 | 20
TSR491603/10M | CABLE WITH CONNECTOR/SIGNAL CABLE | 0 | 1 |  |  |  |  | 0 | 1
TSR491603/60M | CABLE WITH CONNECTOR/SIGNAL CABLE | 0 | 2 |  |  |  |  | 0 | 2
TSR49336/3000 | CABLE WITH CONNECTOR/POWER CABLE | 0 | 100 |  |  |  |  | 0 | 100
TSR49340/60M | CONNECTION CABLE/D-SUB - Open end w/ cab | 0 | 6 |  |  |  |  | 0 | 6
TSR49345/3000 | CABLE WITH CONNECTOR/POWER CABLE | 0 | 1 |  |  |  |  | 0 | 1
TSR951338/1500 | CONNECTION CABLE/Jumper N(m)-SMA(m) 1.5m | 0 | 1 |  |  |  |  | 0 | 1
TSR951345/2 | CONNECTION CABLE/Jumper N(m)-N(m) 10m | 0 | 3 |  |  |  |  | 0 | 3
TSR951357/1500 | CONNECTION CABLE/Jumper N(m)-SMA(m) 1.5m | 0 | 2 |  |  | 0 | 1 | 0 | 3
TSR951367/3 | JUMPER CABLE/Rosenberger 1/2"" jumper cab | 0 | 36 |  |  |  |  | 0 | 36